## Hydrant_TableToExcel
HydrantID | OBJECTID | BarrelDiameter | NozzleDiameter1 | NozzleDiameter2 | NozzleDiameter3 | NozzleDiameter4 | OutletConfiguration | InstallDate | t | HydrantMake | Pressure | main street | pattern | bell | flushing book | misc notes | to street 1 | from street 1 | street 1 | footage 1 | to street 2 | from street 2 | street 2 | footage 2 | Valve | Removed? | Date Removed
No ID # |  |  | 4.5 | 2.5 | 2.5 |  | 1S2H | 1989-11-22 | 1 | APS200 |  | Negus Way | H200 |  |  | gate 4.0' N x hydt. | (SS) East | East | Middleboro Rd. | 350.0'
5-0277 | 1973 | 4.5 | 4.5 | 2.5 | 2.5 |  | 1S2H | 1987-03-01 | 1 | Dar |  | Abrams St. | 6" RV B-50-B Q.F. |  | K-11 |  | East | East | Acushnet Ave. | 809.0'
4-0096 | 1261 | 4.5 | 4.5 | 2.5 | 2.5 |  | 1S2H | 1990-02-05 | 1 | Am. Dar. | 75 | Beetle St. | B-50-B Traffic Type | 6 | J-30 |  | East | East | Front St. | 3.6' | North | South | Beetle St. | 8.9 |  | yes | 2015-11-17
4-0096 | 1261 | 4.5 | 4.5 | 2.5 | 2.5 |  | 1S2H | 2015-11-17 | 1 | Am. Dar. | 75 | Beetle St. | B-62-B | 6 | J-30 |  | East | East | Front St. | 3.6' | North | South | Beetle St. | 8.9
1-0323 | 3846 | 5.25 | 4.5 | 2.5 | 2.5 |  | 1S2H | 1999-01-01 | 1 | Darl |  | Blackmer St. | B-62-B | 6 |  | gate n.x. hydt | East | East | Front St. | 137.0' | North | South | Blackmer St. | 5.0'
5-0073 | 3967 | 4 | 4.5 | 2.5 | 2.5 |  | 1S2H | 1968-01-01 | 1 | Dar |  | Blaze Rd. | B-50-B |  |  | gate 5.0' | East | East | Briarwood Dr. | 401.0' | North | South | Blaze Rd. | 6.0'
2-0459 | 552 | 1 | 4.5 | 2.5 | 2.5 |  | 1S2H | 1985-07-30 | 1 | Dar. Am. | 68 | Borden St. |  |  | D-63 | gate 5.2' | East | West | Borden St. | 7.0' | North | North | Bedford St. | 2.5'
5-0314 | 1941 | 4 | 4.5 | 2.5 | 2.5 |  | 1S2H | 1954-01-01 | 1 | Dar | 47 | Bowles St. | BB one piece barrel | 6 | K-13 |  | East | East | Wildwood Rd. | 223.0' | North | South | Bowles St. | 9.0' | L.V.
5-0010 | 3843 | 4 | 4.5 | 2.5 | 2.5 |  | 1S2H | 2002-10-03 | 1 | Mu. |  | Brantwood St. | Super Centurion | 6 | K-1 |  | East | East | Acushnet Ave. | 359.5' |  |  |  |  | Leather
5-0883 | 4046 | 5.25 | 4.5 | 2.5 | 2.5 |  | 1S2H | 2008-06-01 | 1 | Am. Dar. |  | Brantwood St. | Super Centurion | 6 |  |  | East | East | Acushnet Ave. | 409.0' | North | South | Brantwood St.
1-0310 | 112 | 5.25 | 4.5 | 2.5 | 2.5 |  | 1S2H | 2006-08-30 | 1 | Mu. | 77 | Bream St. | Super Centurion | 6 |  |  | East | East | Nautilus St. | 8.6' | North | South | Bream St. | 8.5'
5-0522 | 1623 | 4 | 4.5 | 2.5 | 2.5 |  | 1S2H | 1925-01-01 | 1 | Dar | 73 | Brewster St. | Post | 6 | J-23 |  | East | East | Acushnet Ave. | 409.0' | North | South | Brewster St. | 10.9' | Leather
5-0086 | 3969 | 5.25 | 4.5 | 2.5 | 2.5 |  | 1S2H | 2001-08-15 | 1 | Am. Dar. |  | Briarwood Ct. | B-62-B | 6 | K-3 |  | East | East | Briarwood Dr. | 455.5'
2-0064 |  | 4 | 4.5 | 2.5 | 2.5 |  | 1S2H | 1974-01-01 | 1 | Dar | 85 | Bridge, on Fish Islnad | B-50-B | 6 | G-44 | W x W line of iron plate over E abutment Fish Island 87.5' gate 4.2' E | East | East | 40' way South curb | 233.0' | North | South | Bridge | 6.9'
5-0361 | 1879 | 4 | 4.5 | 2.5 | 2.5 |  | 1S2H | 1921-01-01 | 1 | Dar | 59 | Bristol St. | Post | 6 | K-14 |  | East | East | Morris St. | 408.5' | North | South | Bristol St. | 9.0' | Leather
1-0255 | 107 | 1 | 4.5 | 2.5 | 2.5 |  | 1S2H | 1990-03-01 | 1 | Am Dar. | 76 | Brock Ave. | B-50-B |  | H-71 | from 8" main elev. 26' theoretical head 82#, WxCtr Gate 10.4' | East | West | Brock Ave | 10.2' | North | North | Rodney Fr Blvd | 4.5'
5-0751 | 1611 | 5.25 | 4.5 | 2.5 | 2.5 |  | 1S2H | 1999-06-10 | 1 | Mu. | 53 | Brooklawn Ave. | Super Centurion | 6 | I-35 |  | East | East | Church St. | 22.3' | North | South | Brooklawn Ave. | 8.5'
5-0624 | 1635 | 4 | 4.5 | 2.5 | 2.5 |  | 1S2H | 1922-01-01 | 1 | Dar | 70 | Brooklawn Ct. | Post | 6 | J-26 |  | East | East | Acushnet Ave. | 337.0' | North | South | Brooklawn Ct. | 8.7' | Leather
3-0360 | 1016 | 4 | 4.5 | 2.5 | 2.5 |  | 1S2H | 1973-01-01 | 1 | APS200 |  | Bryant Ln. | RV MJ QB |  | B-75 | gate 7.5' | East | East | West Hill Rd. | 58.0' | North | South | Bryant Ln. | 5.5'
3-0361 | 1017 | 4 | 4.5 | 2.5 | 2.5 |  | 1S2H | 1973-01-01 | 1 | APS200 |  | Bryant Ln. | RV MJ QB |  | B-75 | gate 7.5' | East | East | Carriage Dr. | 67.0' | North | South | Bryant Ln. | 5.5'
4-0187 | 1226 | 4 | 4.5 | 2.5 | 2.5 |  | 1S2H | 2006-04-01 | 1 | Am. Dar. | 30 | Buchanan St. | Post | 6 | I-39 |  | East | East | Mt. Pleasant St. | 10.0' | North | South | Buchanan St. | 7.4' | Leather
4-0064 | 1339 | 4 | 4.5 | 2.5 | 2.5 |  | 1S2H | 1926-01-01 | 1 | Dar | 71 | Bullard St. | Post | 6 | J-29 |  | East | East | Acushnet Ave. | 13.0' | North | South | Bullard St. | 9.0' | Leather
4-0065 | 1354 | 4 | 4.5 | 2.5 | 2.5 |  | 1S2H | 1925-01-01 | 1 | Dar. Am. | 75 | Bullard St. | Post | 6 | J-29 |  | East | East | Front St. | 2.7' | North | South | Bullard St. | 8.8'
1-0205 | 173 | 4.5 | 4.5 | 2.5 | 2.5 |  | 1S2H | 1985-12-21 | 1 | Am. Dar. |  | Butler St. | 6" B-50-B Quick Fix MJ |  | H-70 | see hydt. book for measures., gate: n.x. center of hydt. 3.0 | East | East | Swan St. | 7.7' | North | South | Butler St. | 7.2'
1-0293 | 166 | 5.25 | 4.5 | 2.5 | 2.5 |  | 1S2H | 1992-06-08 | 1 | Mu. | 84 | Calumet St. | Super Centurion 200 | 6 | H-73 | gate 6.0' | East | East | W. Rodney French Blvd. | 3.0' | North | South | Calumet St. | 9.1'
1-0294 | 168 | 5.25 | 4.5 | 2.5 | 2.5 |  | 1S2H | 2002-05-28 | 1 | Mu. | 78 | Calumet St. | Super Centurion | 6 | H-73 |  | East | East | W. Rodney French Blvd. | 526.0' | North | South | Calumet St. | 8.2'
3-0235 | 871 | 5 | 5 | 5 | 2.5 |  | 2S1H | 1909-01-01 | 1 | Chapman | 51 | Campbell St. | Post | 6 | A-59 |  | East | East | Park St. | 3.7' | North | South | Campbell St. | 6.8' | Rubber
3-0237 | 873 | 4 | 4.5 | 2.5 | 2.5 |  | 1S2H | 1925-01-01 | 1 | Dar | 45 | Campbell St. | Post | 6 | A-59 |  | East |  | Shawmut Ave. | 178.0' | North | South | Campbell St. | 6.0' | Leather
3-0287 | 888 | 4 | 4.5 | 2.5 | 2.5 |  | 1S2H | 1919-01-01 | 1 | Dar | 49 | Campbell St. | Post | 6 | D-61 |  | East | East | Summer St. | 4.1' | North | South | Campbell St. | 6.3' | Leather
2-0075 | 581 | 4 | 4.5 | 2.5 | 2.5 |  | 1S2H | 1990-02-01 | 1 | Mu107 |  | Cannon St. | 107 | Mech. | G-45 | gate 2.6' | East | East | So. Second St. | 87.6' | North | South | Cannon St. | 4.0'
4-0241 | 1109 | 4.5 | 4.5 | 2.5 | 2.5 |  | 1S2H | 1988-05-23 | 1 | Am. Dar. |  | Canterberry St. | 6" RV IS 2H Quick Fix MJ hydt. |  | A-57 | s.x. gate 5.5' | East | East | Highland St. | 219.5' | North | South | Canterberry St. | 6.0' |  | #REF!
2-0286 | 488 | 4.5 | 4.5 | 2.5 | 2.5 |  | 1S2H | 1990-01-11 | 1 | Am. Dar. | 50 | Carroll St. | B-50-B | 6 | C-54 |  | East | East | Rockdale Ave. | 6.6' | North | South | Carroll St. | 8.8'
4-0207 | 1217 | 5.25 | 4.5 | 2.5 | 2.5 |  | 1S2H | 1993-07-01 | 1 | Mu. |  | Cedar Grove St. | Super Centurion 200 | 6 | I-40 |  | East | East | Summer St. | 12.0' | South | North | Cedar Grove St. | 7.5'
5-0652 | 1552 | 5.25 | 4.5 | 2.5 | 2.5 |  | 1S2H | 2008-11-05 | 1 | Am. Dar. | 68 | Central Ave. | B-62-B | 6 | J-26 |  | East | East | Acushnet Ave. | 11.9' | North | South | Central Ave. | 9.0'
5-0653 | 1553 | 5.25 | 4.5 | 2.5 | 2.5 |  | 1S2H | 2008-11-05 | 1 | Am. Dar. | 66 | Central Ave. | B-62-B | 6 | J-26 |  | East | East | Acushnet Ave. | 412.5' | North | South | Central Ave. | 9.0'
5-0789 | 1525 | 4.5 | 4.5 | 2.5 | 2.5 |  | 1S2H | 1986-08-18 | 1 | Am. Dar. |  | Central Ave. | 6" RV B-50-B QF |  | I-36 |  | East | East | Church St. | 285.0' | North | South | Central Ave. | 11.2'
5-0280 | 1924 | 3 | 4.5 | 2.5 | 2.5 |  | 1S2H | 1981-11-18 | 1 | APS200 | 54 | Chaffee St. | MJ QB |  | K-11 |  | East | East | Acushnet Ave. | 481.0'
5-0281 | 1926 | 4 | 4.5 | 2.5 | 2.5 |  | 1S2H | 1988-03-04 | 1 | Dar |  | Chaffee St. | BB 6" BLV IS 2H (remeasure) |  | K-11 |  | East | East | Acushnet Ave. | 1113.0'
5-0282 | 1925 | 4.5 | 4.5 | 2.5 | 2.5 |  | 1S2H | 1988-03-04 | 1 | Am. Dar. |  | Chaffee St. | 6" RV 1IS 2H |  | K-11 |  | East | East | Acushnet Ave. | 1330.0' | North | South | Chaffee St. | 9.0'
5-0336 | 3450 | 4 | 4.5 | 2.5 | 2.5 |  | 1S2H | 1968-01-01 | 1 | Dar |  | Chaffee St. | B-50-B | 6" BLV | K-13 | 12" sur. drain 1' s.x. hydt.- 3.0' deep, gate 8.8' | East | East | Church St. | 8.9' | North | South | Chaffee St. | 6.1'
5-0340 | 1965 | 4.625 | 4.5 | 2.5 | 2.5 |  | 1S2H | 1988-09-22 | 1 | APS200 | 52 | Chaffee St. | H-200 QB |  | K-13 |  | East | East | Ashley Blvd. | 7.4' | North | South | Chaffee St. | 8.5'
1-0224 | 144 | 5 | 5 | 5 | 2.5 |  | 2S1H | 2015-01-23 | 1 | Am-Darl | 79 | Charles St. | B-62-B | 6 | H-71 |  | East | East | Brock Ave. | 358.4' | North | South | Charles St. | 9.5'
5-0045 | 2160 | 3 | 4.5 | 2.5 | 2.5 |  | 1S2H | 1984-04-12 | 1 | APS200 |  | Cherokee St. | H-200 1S 2H Quick Break MJ |  | K-2 | gate 5.0', corrected measure 11/30/1984 Cherokee St. e.x. Tobey St. 153' | East | East | Tobey St. | 153.0' | North | South | Cherokee St. | 10.0'
3-0352 | 1010 | 4 | 4.5 | 2.5 | 2.5 |  | 1S2H | 1973-01-01 | 1 | APS200 |  | Cherry Tree Ln. | LV |  | B-75 | gate 7.5' | East | East | West Hill Rd. | 263.5' | North | South | Cherry Tree Ln. | 5.5'
No ID # |  | 4 | 4.5 | 2.5 | 2.5 |  | 1S2H | 1951-01-01 | 1 | Dar | 75 | Chicopee St. | one piece barrel | 6 | K-16 |  | East | East | Caswell St. | 474.5' | North | South | Chicopee St. | 9.0' | Leather
4-0243 | 1110 | 3 | 4.5 | 2.5 | 2.5 |  | 1S2H | 1987-01-01 | 1 | APS200 |  | Chime St. | H-200 Quick Fix |  | A-57 |  | East | East | Highland St. | 221.0' | n.x. fence |  |  | 11.0'
1-0199 | 211 | 5.25 | 4.5 | 2.5 | 2.5 |  | 1S2H | 1994-06-02 | 1 | Mu. | 75 | Clara St. | Super Centurion 200 | 6 | H-70 |  | East | East | Brock Ave. | 399.0' | North | South | Clara St. | 9.1'
1-0200 | 212 | 5.25 | 4.5 | 2.5 | 2.5 |  | 1S2H | 2001-12-06 | 1 | Am. Dar. | 75 | Clara St. | B-62-B | 6 | H-70 | gate: n.x. hydt 5.5' | East | East | Brock Ave. | 886.0' | North | South | Clara St. | 8.7'
3-0023 | 1120 | 4 | 4.5 | 2.5 | 2.5 |  | 1S2H | 2006-01-01 | 1 | Am. Dar. | 35 | Clark St. | Post | 6 | I-40 |  | East | East | Mt. Pleasant St. | 6.6' | North | South | Clark St. | 8.4' | Leather
3-0028 | 1129 | 4 | 4.5 | 2.5 | 2.5 |  | 1S2H | 1975-12-15 | 1 | Mu107 |  | Clark St. | MJ |  | I-40 | gate 4.2' | East | East | State St. | 14.0' | North | South | Clark St. | 5.1' | R.V.
5-0598 | 1536 | 5.25 | 4.5 | 2.5 | 2.5 |  | 1S2H | 2002-01-18 | 1 | Am. Dar. | 60 | Clifford St. | B-62-B | 6 | J-25 | hydt. gate 6" | East | East | Arlington St. | 185.0' | North | South | Clifford St. | 8.3'
5-0599 | 1540 | 5.25 | 4.5 | 2.5 | 2.5 |  | 1S2H | 2011-01-25 | 1 | Am. Dar. | 65 | Clifford St. | B-62-B | 6 | J-25 | gate: north 6.5' | East | East | Concord St. | 84.6' | North | South | Clifford St. | 8.8'
5-0781 | 1518 | 5.25 | 4.5 | 2.5 | 2.5 |  | 1S2H | 2001-11-26 | 1 | Am. Dar. | 58 | Clifford St. | B-62-B | 6 | I-36 | gate: n.x. hydt. 6.0' | East | East | Church St. | 213.0' | North | South | Clifford St. | 9.0'
2-0264 | 599 | 4 | 4.5 | 2.5 | 2.5 |  | 1S2H | 2000-01-01 | 1 | Am. Dar. | 53 | Clinton St. | Post | 6 | C-54 |  | East | East | Rockdale Ave. | 5.2' | North | South | Clinton St. | 8.3' | Leather
2-0400 | 3938 | 4 | 4.5 | 2.5 | 2.5 |  | 1S2H | 1997-01-01 | 1 | Mu. | 60 | Clinton St. | Super Centurion | 6 | A-60 |  | East | East | Chancery St. | 12.0' | North | South | Clinton St. | 6.6 | Leather
2-0442 | 657 | 4 | 4.5 | 2.5 | 2.5 |  | 1S2H | 1997-01-01 | 1 | Am. Dar. | 46 | Clinton St. | Post | 6 | D-63 |  | East | East | Cottage St. | 177.3' | North | South | Clinton St. | 6.6' | Leather
2-0443 | 656 | 4 | 4.5 | 2.5 | 2.5 |  | 1S2H | 1997-01-01 | 1 | Am. Dar. | 51 | Clinton St. | Post | 6 | D-63 |  | East | East | Orchard St. | 242.5' | North | South | Clinton St. | 6.6' | Leather
4-0050 | 1347 | 4 | 4.5 | 2.5 | 2.5 |  | 1S2H | 1960-01-01 | 1 | Dar | 70 | Coffin Ave. | B-50-B | 6 | J-28 |  | East | East | Front St. | 2.4' | North | South | Coffin Ave. | 8.6'
4-0051 | 1348 | 4 | 4.5 | 2.5 | 2.5 |  | 1S2H | 1921-01-01 | 1 | Dar. | 78 | Coffin Ave. | post | 6 | J-26 |  | East | East | No. Front St. | 216.3' | North | South | Coffin Ave. | 8.8' | Leather
4-0054 | 1369 | 4 | 4.5 | 2.5 | 2.5 |  | 1S2H | 2005-06-28 | 1 | Mu107 | 70 | Coffin Ave. |  |  | J-28 | gate 2.0' | East | East | Belleville Ave. | 275.0' | North | South | Coffin Ave. | 18.0'
4-0057 | 1359 | 4 | 4.5 | 2.5 | 2.5 |  | 1S2H | 1981-01-01 | 1 | Dar. Am. | 74 | Coffin Ave. | Mech. Joint |  | J-28 | gate 3.0' | East | East | Riverside Rd. | 414.0'
4-0150 | 1338 | 4 | 4.5 | 2.5 | 2.5 |  | 1S2H | 1981-01-01 | 1 | APS200 | 64 | Coffin Ave. | H200 QB | 6 | I-37 | gate 8.0' North x North line Bldg. 13.0' | East | East | Church St. | 9.0' | North | South | Coffin Ave. | 6.5'
4-0151 | 1332 | 5.25 | 4.5 | 2.5 | 2.5 |  | 1S2H | 2001-03-19 | 1 | Am. Dar. | 64 | Coffin Ave. | B-62-B | 6 | I-37 |  | East | East | Brook St. | 6.5' | North | South | Coffin Ave. | 8.7'
4-0152 | 1331 | 5.25 | 4.5 | 2.5 | 2.5 |  | 1S2H | 2001-03-19 | 1 | Am. Dar. |  | Coffin Ave. | B-62-B | 6 | I-37 | gate N x hydt. 2.7' | East | West | Oneko Lane | 5.0' | North | South | Coffin Ave. | 9.1'
4-0104 | 1170 | 5.25 | 4.5 | 2.5 | 2.5 |  | 1S2H | 2009-04-21 | 1 | Am. Dar. |  | Coggeshall St. | B-62-B | 6 | J-30 | gate: 74.0' E, 26.0' S | East | East | Mitchell St. | 546.8' | South | North | Coggeshall St. | 7.0'
4-0105 | 3704 | 4.625 | 4.5 | 2.5 | 2.5 |  | 1S2H | 1992-03-01 | 1 | APS200 |  | Coggeshall St. | H200 Q.B. | 6 | J-30 | N x Hydt. Gate 3.5' | East | East | Mitchell St. | 986.0' | South | North | Coggeshall St. | 1.0'
4-0204 | 1214 | 4 | 4.5 | 2.5 | 2.5 |  | 1S2H | 1981-01-01 | 1 | APS200 |  | Coggeshall St. | Mech. Joint | 6 | I-40 | SE cor. Reynolds St. | East | East | Reynolds St. | 5.4' | North | South | Coggeshall St. | 9.3'
4-0205 | 1215 | 4.625 | 4.5 | 2.5 | 2.5 |  | 1S2H | 1989-04-10 | 1 | APS200 | 70 | Coggeshall St. | H200 |  | I-40 | S x gate vaalve 6.0' | East | East | County St. | 36.0' | North | South | Coggeshall St. | 5.0'
4-0038 | 1445 | 4 | 4.5 | 2.5 | 2.5 |  | 1S2H | 1978-01-01 | 1 | Mu107 | 68 | Collette St. | M.J. |  | J-28 | gate 4.0' | East | East | Acushnet Ave. | 275.0'
4-0039 | 1448 | 4 | 4.5 | 2.5 | 2.5 |  | 1S2H | 1978-01-01 | 1 | Mu107 | 74 | Collette St. |  |  | J-28 | gate 3.0' | East | East | No.Front St. | 421.0'
4-0041 | 1365 | 4 | 4.5 | 2.5 | 2.5 |  | 1S2H | 1971-01-01 | 1 | Dar | 72 | Collette St. | B-50-B | 6 | J-28 | gate N x ctr. Hydt. 5.0' | East | East | Belleville Ave. | 306.5' | North | South | Collette St. | 8.0'
4-0144 | 1319 | 4 | 4.5 | 2.5 | 2.5 |  | 1S2H | 1909-01-01 | 1 | Dar. | 60 | Collette St. | Post | 6 | I-37 |  | East | East | Church St. | 12.6' | South | North | Collette St. | 8.3' | Leather
3-0197 | 1069 | 4 | 4.5 | 2.5 | 2.5 |  | 1S2H | 1967-01-01 | 1 | Dar | 41 | Collins St. | B-50-B | 6 | A-58 | gate 5.8' | East | East | Glover St. | 4.4' | North | South | Collins St. | 6.2' | Rubber
4-0273 | 1182 | 4 | 4.5 | 2.5 | 2.5 |  | 1S2H | 1973-01-01 | 1 | Mu107 |  | Colonial Dr. |  |  | B-78 | gate 4.0 | East | East | Easton St. | 276.0' | North | South | Sawyer St.
2-0121 | 471 | 4 | 4.5 | 2.5 | 2.5 |  | 1S2H | 1968-01-01 | 1 | Dar |  | Conway St. | B-50-B MJ |  | G-46 | gate 5.0' | East | East | MacArthur Dr. | 150.0' | North | South | Conway St. | 6.9'
2-0123 | 473 | 4 | 4.5 | 2.5 | 2.5 |  | 1S2H | 1968-01-01 | 1 | Dar |  | Conway St. | B-50-B MJ |  | G-46 | gate 4.9' | East | East | MacArthur Dr. | 635.0' | North | South | Conway St. | 6.5'
2-0477 | 440 | 5.25 | 4.5 | 2.5 | 2.5 |  | 1S2H | 1996-02-27 | 1 | Am. Dar. | 72 | Cottage St. | B-62-B | 6 | D-63 | on S. Bay | East | West | Cottage St. | 6.8'
3-0037 | 1075 | 4 | 4.5 | 2.5 | 2.5 |  | 1S2H | 1975-12-17 | 1 | Mu107 |  | County St. | MJ |  | I-40 | gate 5.0' E | East | West | County St. | 7.7' | South | South | Weld St. | 115.0' | 6" R.V.
2-0232 | 20 | 4 | 4.5 | 2.5 | 2.5 |  | 1S2H | 1974-01-01 | 1 | Dar. Am. | 49 | Court St. | B-50-B | 6 | C-54 | gate 6.7' N x ctr hydt. | East | East | Palmer St. | 12.2' | North | South | Court St. | 6.8'
2-0236 | 27 | 5 | 4.5 | 2.5 | 2.5 |  | 2S1H | 1997-01-01 | 1 | Mu. | 53 | Court St. | post | 6 | C-54 |  | East | East | Tremont | 5.9' | North | South | Court St. | 6.7' | Rubber
2-0382 | 687 | 4 | 4.5 | 2.5 | 2.5 |  | 1S2H | 1974-01-01 | 1 | APS200 |  | Court St. | H200 MJ Quick Break | 6 | A-59 | gate 3.7' | East | East | Chancery St. | 148.0' | North | South | Court St. | 5.0' | R.V.
2-0383 | 686 | 4 | 4.5 | 2.5 | 2.5 |  | 1S2H | 1974-01-01 | 1 | APS200 |  | Court St. | H200 MJ Quick Break | 6 | A-59 | 13.0' S x hydt. | East | East | Ash St. | 11.0' | South | North | Court St. | 7.0' | R.V.
1-0053 | 247 | 5.25 | 4.5 | 2.5 | 2.5 |  | 1S2H | 2000-02-15 | 1 | Mu. | 77 | Cove Rd. | Super Centurion | 6 | E-66 | gate E x hydt. 21.0' | East | West | Bliss St. | 53.0' | South | North | Cove Rd. | 10.0'
5-0644 | 1569 | 4 | 4.5 | 2.5 | 2.5 |  | 1S2H | 1977-10-31 | 1 | Dar | 65 | Covell St. |  | 6 | J-26 |  | East | East | Acushnet Ave. | 307.0' | North | South | Covell St. | 8.6' | Leather
5-0018 | 3965 | 4 | 4.5 | 2.5 | 2.5 |  | 1S2H | 1979-01-01 | 1 | Mu107 |  | Crescent St. |  |  | K-1 | gate 4.0' | East | East | Upland St. | 401.3'
5-0530 | 1782 | 5.25 | 4.5 | 2.5 | 2.5 |  | 1S2H | 2008-06-30 | 1 | Am. Dar. | 62 | Daniel St. | B-62-B | 6 | J-24 |  | East | East | Ashley Blvd. | 53.3' | North | South | Daniel St. | 9.0'
5-0377 | 1910 | 3 | 4.5 | 2.5 | 2.5 |  | 1S2H | 1981-10-30 | 1 | APS200 | 72 | Darling St. | H200 QB MJ |  | K-14 | gate 3.6' | East | East | Ball St. | 275.0'
1-0175 | 222 | 5.25 | 4.5 | 2.5 | 2.5 |  | 1S2H | 2006-09-22 | 1 | Mu. | 86 | David St. | Super Centurion | 6 | H-69 | gate N x hydt. 2.0' | East | East | Cleveland St. | 206.0' | North | South | David St. | 9.4'
1-0176 | 223 | 5.25 | 4.5 | 2.5 | 2.5 |  | 1S2H | 1995-09-27 | 1 | Am. Dar. |  | David St. | B-62-B | 6 | H-69 |  | East | East | Cleveland St. | 450.0' | North | South | David St. | 8.7'
1-0260 | 3460 | 5.25 | 4.5 | 2.5 | 2.5 |  | 1S2H | 2002-01-17 | 1 | Mu. | 80 | David St. | Super Centurion | 6 | H-72 | gate N x hydt. 3.4 | East | East | W. Rodney French Blvd. | 4.8' | North | South | David St. | 9.0'
4-0034 | 1441 | 4 | 4.5 | 2.5 | 2.5 |  | 1S2H | 1978-01-01 | 1 | Mu107 | 68 | Davis St. | MJ | 6 | J-28 | gate 2.5' N | East | East | Front St. | 322.0' | North | South | Davis St. | 7.2' | R.V.
4-0035 | 1371 | 4 | 4.5 | 2.5 | 2.5 |  | 1S2H | 1978-01-01 | 1 | Mu107 | 70 | Davis St. | MJ | 6 | J-28 | gate 3.0' N | East | East | Belleville Ave. | 13.9' | North | South | Davis St. | 7.1' | R.V.
4-0036 | 1372 | 4 | 4.5 | 2.5 | 2.5 |  | 1S2H | 1978-01-01 | 1 | Mu107 | 72 | Davis St. |  |  | J-28 | gate 2.5' N | East | East | Belleville Ave. | 292.0' | North | South | Davis St. | 7.2'
4-0141 | 1410 | 3 | 4.5 | 2.5 | 2.5 |  | 1S2H | 1982-05-29 | 1 | APS200 | 60 | Davis St. | H200 MJ Quick Break |  | I-37 |  | East | East | Church St. | 1.9' | North | South | Davis St. | 9.1'
4-0142 | 1395 | 5.25 | 4.5 | 2.5 | 2.5 |  | 1S2H | 2009-02-25 | 1 | Am. Dar. | 62 | Davis St. | B-62-B | 6 | I-37 |  | East | East | Brook St. | 101.6' | North | South | Davis St. | 8.3'
5-0515 | 1689 | 4 | 4.5 | 2.5 | 2.5 |  | 1S2H | 1972-01-01 | 1 | Dar. Am. |  | Dawson St. | B-50-B |  | J-23 | gate 8.0' | East | East | Acushnet Ave. | 195.0' | North | South | Dawson St. | 8.0'
4-0156 | 1334 | 4.625 | 4.5 | 2.5 | 2.5 |  | 1S2H | 1991-09-11 | 1 | APS200 | 64 | Deane St. | H200 QB | 6 | I-37 | gate NW x ctr. Hydt. 9.0' | East | East | Brook St. (E) | 84.0' | North | South | Deane St. | 7.0'
5-0193 | 2108 | 4 | 4.5 | 2.5 | 2.5 |  | 1S2H | 1965-01-01 | 1 | Dar | 42 | Deerfield Rd. | B-50-B | 6 | K-8 | gate 3.4' | East | East | Pine Hill Dr. | 305.2' | North | South | Deerfield Rd. | 14.0' | Leather
1-0131 | 3895 | 5.25 | 4.5 | 2.5 | 2.5 |  | 1S2H | 1997-02-24 | 1 | Mu. | 87 | Delano St. | Super Centurion | 6 | H-69 |  | East | East | County St. | 13.8' | North | South | Delano St. | 6.5'
1-0132 | 289 | 5.5 | 4.5 | 2.5 | 2.5 |  | 1S2H | 1996-08-08 | 1 | Am. Dar. | 85 | Delano St. | B-62-B | 6 | H-69 |  | East | East | Acushnet Ave. | 0.8' | North | South | Delano St. | 6.5'
5-0348 | 1971 | 4 | 4.5 | 2.5 | 2.5 |  | 1S2H | 1920-01-01 | 1 | Dar | 55 | Dewey St. | Post | 6 | K-13 |  | East | East | Ashley Blvd. | 7.0' | North | South | Dewey St, | 7.9' | Leather
1-0106 | 3525 | 5 | 4.5 | 2.5 | 2.5 |  | 1S2H | 1994-01-01 | 1 | Dar. | 85 | Division St. | Post | 6 | E-68 |  | East | East | Crapo St. | 6.0' | North | South | Division St. | 6.8' | Babbitt
1-0135 | 3522 | 5.25 | 4.5 | 2.5 | 2.5 |  | 1S2H | 1994-04-25 | 1 | Mu. | 86 | Division St. | Super Centurion | 6 | H-69 | gate E x ctr. Of hydt. 5.0' | East | East | County St. | 13.0' | North | South | Division St. | 6.7'
5-0223 | 2035 | 4.5 | 4.5 | 2.5 | 2.5 |  | 1S2H | 1986-01-01 | 1 | Am. Dar. |  | Doreen St. | B-50-B | 6 | K-9 |  | East | East | McCombs St. | 108.5' | West | East | Cul De Sac Doreen |  | R.V.
1-0271 | 198 | 5.25 | 4.5 | 2.5 | 2.5 |  | 1S2H | 2005-06-23 | 1 | Mu. | 80 | Dudley St. | Super Centurion |  |  |  | East | East | W. Rodney French Blvd. | 31.0' | North | South | Dudley St. | 5.5'
3-0444 | 1042 | 5 | 4.5 | 2.5 | 2.5 |  | 1S2H | 2002-01-01 | 1 | Mu. | 39 | Durfee St. | Super Centurion | 6 | B-79 |  | East | East | Oakland St. | 185.0' | North | South | Durfee St. | 5.9' | Rubber
5-0344 | 1960 | 4 | 4.5 | 2.5 | 2.5 |  | 1S2H | 1964-01-01 | 1 | Dar | 55 | Dutton St. | B-50-B | 6 | K-13 |  | East |  | Wildwood Rd. | 40.8' |  |  |  |  | Leather
5-0345 | 1961 | 4 | 4.5 | 2.5 | 2.5 |  | 1S2H | 1966-01-01 | 1 | Dar | 55 | Dutton St. | B-50-B | 6 | K-13 | gate 7.0'. Con. To 4W6x6 | East | West | Heywood St. | 11.3' | North | South | Dutton St. | 9 | Leather (used)
5-0346 | 1966 | 4 | 4.5 | 2.5 | 2.5 |  | 1S2H | 1922-01-01 | 1 | Dar | 55 | Dutton St. | post | 6 | K-13 |  | East | East | Ashley Blvd. | 332.4' | North | South | Dutton St. | 8.0' | Leather
4-0028 | 1438 | 4 | 4.5 | 2.5 | 2.5 |  | 1S2H | 1979-01-01 | 1 | Mu107 | 68 | Earle St. | MJ |  | J-28 |  | East | East | Acushnet Ave. | 274.0'
4-0029 | 1439 | 4.5 | 4.5 | 2.5 | 2.5 |  | 1S2H | 1987-02-11 | 1 | Am. Dar |  | Earle St. | QB MJ | 6 | J-28 | SE cor No. Front St. | East | East | No.Front St. | 5.5' | North | South | Earle St. | 8.3' | R.V.
4-0136 | 1409 | 5.25 | 4.5 | 2.5 | 2.5 |  | 1S2H | 2006-07-11 | 1 | Mu. | 60 | Earle St. | Super Centurion | 6 | I-37 | gate N x hydt. 2.4' | East | East | Church St. | 6.0' | North | South | Earle St. | 6.0'
1-0080 | 317 | 4.5 | 4.5 | 2.5 | 2.5 |  | 2S1H | 1991-08-22 | 1 | Am. Dar. | 69 | Edward St. | B-50-B Quick Break | 6 | E-67 | gate N hydt. 3.0' | East | East | Field St. | 200.0' | North | South | Edward St. | 7.0'
5-0005 | 2196 | 4.625 | 4.5 | 2.5 | 2.5 |  | 1S2H | 1987-12-01 | 1 | APS200 |  | Elaine St. | H200 Quick Break |  | K-1 |  | East | East | Acushnet Ave. | 303.0' | North | South | Elaine St. (N) | 5.0'
5-0006 | 2197 | 4.625 | 4.5 | 2.5 | 2.5 |  | 1S2H | 1987-12-01 | 1 | APS200 |  | Elaine St. | H200 Quick Break |  | K-1 |  | East | East | Acushnet Ave. (SS) | 284.0' | North | South | Elaine St. (S) | 5.0'
5-0362 | 1881 | 3 | 4.5 | 2.5 | 2.5 |  | 1S2H | 1981-09-30 | 1 | APS200 | 65 | Eliott St. | MJ Quick Break |  | K-14 | gate 8.0' | East | East | Acushnet Ave. | 446.0' | North | South | Eliott St. | 6.0'
1-0179 | 3463 | 5.25 | 4.5 | 2.5 | 2.5 |  | 1S2H | 2002-05-24 | 1 | Mu. | 75 | Ellen St. | Super Centurion | 6 |  | W x hydt. 6.0' gate | East | East | Brock Ave. | 383.0' | North | South | Ellen St. | 8.8'
2-0145 | 719 | 4 | 4.5 | 2.5 | 2.5 |  | 1S2H | 1975-01-01 | 1 | APS200 |  | Elm St. | H200 QB MJ | 6 | F-49 | gate 15.5' S | East | East | Eighth St. | 173.4' | South | North | Elm St. | 5.0' | R.V.
1-0264 | 3458 | 5.25 | 4.5 | 2.5 | 2.5 |  | 1S2H | 1996-04-17 | 1 | Am. Dar. | 75 | Emma St. | B-62-B | 6 | H-72 |  | East | East | Freeman St. | 12.7' | North | South | Emma St. | 8.4'
3-0082 | 911 | 6 | 4.5 | 2.5 | 2.5 |  | 1S2H | 1976-02-10 | 1 | Smith |  | ES Acushnet Ave. | H200 | 6 | G-41 |  | East | East | Acushnet Ave. | 2.0' | South | South | Pearl St. | 272.0' | B.L.V.
5-0667 | 1476 | 5.25 | 4.5 | 2.5 | 2.5 |  | 1S2H | 2001-12-13 | 1 | Am. Dar. | 67 | Eugenia St. | B-62-B | 6 | J-28 | gate N x hydt. 4.0' | East | East | Madeira Ave. | 334.7' | North | South | Eugenia St. | 8.6' | Babbitt
5-0812 | 1491 | 5.25 | 4.5 | 2.5 | 2.5 |  | 1S2H | 1997-01-27 | 1 | Mu. | 58 | Eugenia St. | Super Centurion | 6 | I-37 |  | East | East | Brook St. | 3.0' | North | South | Eugenia St. | 8.5'
5-0283 | 1936 | 4.5 | 4.5 | 2.5 | 2.5 |  | 1S2H | 1987-10-28 | 1 | Am. Dar |  | Fairfield St. | B-50-B QF | 6 | K-11 |  | East | East | Acushnet Ave. | 476.0' | North | South | Fairfield St. | 3.0' | R.V.
3-0390 | 847 | 5.25 | 4.5 | 2.5 | 2.5 |  | 1S2H | 2008-05-28 | 1 | Am. Dar | 26 | Fairmount St. | B-62-B | 6 | B-77 | gate 6.4' N | East | East | Jenny Lind St. | 22.5' | North | South | Fairmount St. | 8.2'
3-0390 |  | 4 | 4.5 | 2.5 | 2.5 |  | 1S2H | 2008-05-28 | 1 | Darling | 26 | Fairmount St. | post | 6 | B-77 |  | East |  | Jenny Lind St. | 27.5' | North | South | Fairmount St. | 8.2' | Leather | yes | 2008-05-28
2-0307 | 528 | 4 | 4.5 | 2.5 | 2.5 |  | 2S1H | 1925-01-01 | 1 | Dar | 55 | Farm St. | Post | 6 | C-54 |  | East | East | Brownell St. | 308.0' | North | South | Farm St. | 8.7' | Leather
4-0184 | 1222 | 4 | 4.5 | 2.5 | 2.5 |  | 1S2H | 1972-01-01 | 1 | Dar. Am. |  | Fillmore St. | B-50-B | 6 | I-39 | gate 8.1' | East | East | Mt. Pleasant St. | 13.0' | North | South | Fillmore St. | 7.3'
5-0251 | 1990 | 4 | 4.5 | 2.5 | 2.5 |  | 1S2H | 1956-01-01 | 1 | Dar | 44 | Fox St. | B-50-B one piece barrel | 6 | K-11 |  | East | East | Acushnet Ave. | 212.8' | East | West | Fox St. | 9.0' | Leather
1-0040 | 3907 | 4 | 4.5 | 2.5 | 2.5 |  | 1S2H | 1919-01-01 | 1 | Dar | 78 | Frank St. | Post | 6 | E-66 |  | East | West | Trensit St. | 17.7' | North | South | Frank St. | 8.6' | Leather
1-0041 | 3849 | 4 | 4.5 | 2.5 | 2.5 |  | 1S2H | 1956-01-01 | 1 | Dar | 76 | Frank St. | one piece barrel | 6 | E-66 |  | East | East | Bolton St. | 179.8' |  |  |  |  | Leather
3-0109 | 3629 | 4 | 4.5 | 2.5 | 2.5 |  | 1S2H | 1976-04-15 | 1 | Mu107 |  | Frankiln St. | MJ | 6 | F-48 |  | East | East | County St. | 16.5' | North | South | Frankiln St. | 5.7' | R.V.
1-0193 | 205 | 4 | 4.5 | 2.5 | 2.5 |  | 1S2H | 1972-01-01 | 1 | Dar | 85 | Frederick St. | B-50-B | 6 | H-70 | gate 5.0' W x hydt. | East | East | Cleveland St. (S) | 338.6' | North | South | Frederick St. | 8.0'
2-0534 | 336 | 5 | 4.5 | 2.5 | 2.5 |  | 1S2H | 1995-01-01 | 1 | US | 62 | Fruit St. | metropolitan | 6 | E-65 |  | East | East | Dartmouth St. | 5.1' | North | South | Fruit St. | 6.8' | Babbitt
5-0081 | 3654 | 4 | 4.5 | 2.5 | 2.5 |  | 1S2H | 1970-01-01 | 1 | Dar |  | Garrison Rd. | B-50-B | 6 | K-3 | gate 5.0' | East | East | Garrison Rd. (W) | 89.0' | North | South | Garrison Rd. (S) | 6.0' | B.L.V.
1-0259 | 3489 | 5.25 | 4.5 | 2.5 | 2.5 |  | 1S2H | 2009-12-01 | 1 | Am. Dar. | 88 | George St. | B-62-B | 6 |  | no gate valve | East | East | W. Rodney French Blvd. | 7.0' | North | South | George St. | 9.3'
1-0332 | 285 | 1 | 4.5 | 2.5 | 2.5 |  | 1S2H | 1983-07-05 | 1 | Mu107 | 76 | Gifford St. | MJ |  | G-47 | gate 10.0' | East | East | Front St. | 64.0' | North | South | Gifford St. | 6.5'
1-0334 | 3474 | 5.25 | 4.5 | 2.5 | 2.5 |  | 1S2H | 2001-04-04 | 1 | Am. Dar. | 80 | Gifford St. | B-62-B | 6 | G-47 | gate 7.5' W x hydt W x ctr. Hydt. 40.0'. | East | East | Harbor St. | 40.0' | North | South | Gifford St.
1-0335 | 3475 | 1 | 4.5 | 2.5 | 2.5 |  | 1S2H | 1985-04-18 | 1 | Dar. Am. | 80 | Gifford St. | QF MJ |  | G-47 | gate 6.0' | East | East | Harbor St. | 299.0'
5-0222 | 2034 | 4.5 | 4.5 | 2.5 | 2.5 |  | 1S2H | 1986-01-01 | 1 | Am. Dar. |  | Gladys St. | B-50-B | 6 | K-9 |  | East | East | McCombs St. | 112 | West | East | Cul De Sac Doreen |  | R.V.
5-0276 | 1976 | 4 | 4.5 | 2.5 | 2.5 |  | 1S2H | 1947-01-01 | 1 | Dar | 58 | Glen St. | QB | 6 | K-11 |  | East |  | Acushnet Ave. | 671.1' | North | South | Glen St. | 7.8' | Leather
5-0614 | 1508 | 5.25 | 4.5 | 2.5 | 2.5 |  | 1S2H | 2005-04-05 | 1 | Mu. | 57 | Glennon St. | Super Centurion |  | J-25 |  | East | East | Ashley Blvd. | 4.8' | North | South | Glennon St. | 6.7'
5-0803 | 1480 | 5.25 | 4.5 | 2.5 | 2.5 |  | 1S2H | 2002-03-20 | 1 | Mu. | 57 | Glennon St. | Super Centurion | 6 | I-36 |  | East | East | Edison St. | 3.2' | North | South | Glennon St. | 10.6'
1-0026 | 3622 | 4.5 | 4.5 | 2.5 | 2.5 |  | 1S2H | 1990-11-08 | 1 | Am. Dar. | 77 | Gosnold St. | B-50-B | 6 | E-65 |  | East | East | Hemlock St. | 15.3' | North | South | Gosnold St. | 8.5'
1-0027 | 3623 | 5.25 | 4.5 | 2.5 | 2.5 |  | 1S2H | 1994-07-28 | 1 | Am. Dar. | 80 | Gosnold St. | B-62-B | 6 | E-65 | gate N x ctr. Of hydt. 5.0' | East | East | Hemlock St. | 305.0' | North | South | Gosnold St. | 10.9'
5-0634 | 1580 | 4 | 5 | 5 | 2.5 |  | 2S1H | 1956-01-01 | 1 | Chapman | 84 | Graham St. (private way) |  | 6 | J-26 | gate 3.3 | East | East | Belleville Ave. | 8.0' | North | South | Graham St. | 11.2' | Rubber
5-0635 | 1581 | 5.25 | 4.5 | 2.5 | 2.5 |  | 1S2H | 2001-11-08 | 1 | Am. Dar. | 85 | Graham St. (private way) |  | 6 | J-26 | gate 3.1' | East | East | Belleville Ave. | 276.0' | North | South | Graham St. | 11.1'
5-0636 | 1582 | 5.25 | 4.5 | 2.5 | 2.5 |  | 1S2H | 2001-11-08 | 1 | Am. Dar. | 86 | Graham St. (private way) | B-62-B | 6 | J-26 | gate 3.7' | East | West | River Rd. | 17.0' | North | South | Graham St. | 10.8'
5-0637 | 1583 | 5.25 | 4.5 | 2.5 | 2.5 |  | 1S2H | 2010-08-09 | 1 | Am. Dar. | 90 | Graham St. (private way) | B-62-B |  | J-26 | gate 3.7' | East | East | River Rd. | 207.0' | North | South | Graham St. | 11.3'
3-0397 | 754 | 5.25 | 4.5 | 2.5 | 2.5 |  | 1S2H | 2008-06-01 | 1 | Am. Dar | 45 | Grant St. | B-62-B | 6 | B-77 | gate 9.0' N | East | East | Cornell St. | 25.0' | North | South | Grant St. | 6.0'
3-0397 |  | 4 | 4.5 | 2.5 | 2.5 |  | 1S2H | 2007-01-01 | 1 | Am. Dar | 45 | Grant St. | B-62-B | 6 | B-77 | gate is 9.0' N | East | East | Cornell St. | 25.0' | North | South | Grant St. | 6.0' | L.V. | yes | 2008-06-01
2-0364 | 416 | 4.5 | 4.5 | 2.5 | 2.5 |  | 1S2H | 1991-03-01 | 1 | Am. Dar | 57 | Grape St. | B-50-B | 6 | C-56 | Gate N x hydt. 7.5' | East | East | Alec St. | 14.2' | North | South | Grape St. | 6.8'
5-0179 | 2113 | 4 | 4.5 | 2.5 | 2.5 |  | 1S2H | 1963-01-01 | 1 | Dar | 46 | Greenbrier Dr. | B-50-B | 6 |  | gate 3.9' | East | East | Ridgewood Rd. | 26.5' | North | South | Greenbrier Dr. | 14.0' | Leather
5-0180 | 2117 | 4.5 | 4.5 | 2.5 | 2.5 |  | 1S2H | 1990-02-06 | 1 | Dar | 46 | Greenbrier Dr. | B-50-B | 6 |  | gate 4.4' | East | East | Blueberry Terrace (W) | 327.4' | North | South | Greenbrier Dr. | 5.0'
3-0415 | 937 | 4 | 4.5 | 2.5 | 2.5 |  | 1S2H | 1932-01-01 | 1 | Dar | 62 | Greenwood St. | post | 6 | B-79 |  | East | East | Rockdale Ave. | 222.0' | North | South | Greenwood St. | 8.5' | Leather
3-0430 | 939 | 4 | 4.5 | 2.5 | 2.5 |  | 1S2H | 1953-01-01 | 1 | Dar | 66 | Greenwood St. | B-50-B one piece barrel | 6 | B-79 | gate 3.6' | East | East | Summit St. | 255.1' | North | South | Greenwood St. | 6.1' | Leather
2-0080 | 586 | 4 | 4.5 | 2.5 | 2.5 |  | 1S2H | 1968-01-01 | 1 | Dar |  | Griffin St. | B-50-B | 6 | G-45 | gate 6.2' | East | East | So. Second St. | 235.0' | North | South | Griffin St. | 4.6' | B.L.V.
2-0483 | 433 | 4 | 4.5 | 2.5 | 2.5 |  | 1S2H | 1977-12-19 | 1 | Dar | 71 | Grinnell St. |  |  | D-63 | gate 3.5' N | East | East | Dartmouth St. | 14.0'
3-0080 | 915 | 4.5 | 4.5 | 2.5 | 2.5 |  | 1S2H | 1988-04-25 | 1 | Am Dar |  | H. Tichon Ave. | B-50-B QF | 6 | G-41 |  | East | East | H. Mellville Blvd. | 435.0'
5-0640 | 1567 | 4 | 4.5 | 2.5 | 2.5 |  | 1S2H | 1972-01-01 | 1 | Dar | 72 | Hadley St. | B-50-B | 6 | J-26 | gate 25.4' E | East | East | Acushnet Ave. | 86.9' | North | South | Hadley St. | 10.1'
5-0862 | 3824 | 5.25 | 4.5 | 2.5 | 2.5 |  | 1S2H | 2003-09-09 | 1 | Mu. |  | Hamlin St. | Super Centurion | 6 |  |  | East | East | Belleville Ave. | 176.0' | North | South | Hamlin St. | 10.0'
3-0424 | 3757 | 4 | 4.5 | 2.5 | 2.5 |  | 1S2H | 1988-01-01 | 1 | Dar |  | Hapwell St. | B-50-B MJ | 6 | B-79 | gate 6.6' | East | West | Nashua St. | 14.1' | North | South | Hapwell St. | 6.6'
5-0519 | 1681 | 4.5 | 4.5 | 2.5 | 2.5 |  | 1S2H | 1990-11-09 | 1 | Am. Dar | 75 | Harwich St. | B-50-B | 6 | J-23 |  | East | East | Belleville Ave. | 333.0' | North | South | Harwich St. | 2.0'
5-0533 | 1668 | 4 | 4.5 | 2.5 | 2.5 |  | 1S2H | 2002-01-01 | 1 | Mu. | 65 | Harwich St. | Super Centurion | 6 | J-24 |  | East | East | Somerset St. | 123.0' | North | South | Harwich St. | 8.9' | L.V.
5-0544 | 1669 | 4 | 4.5 | 2.5 | 2.5 |  | 1S2H | 2002-01-01 | 1 | Mu. | 68 | Harwich St. | Super Centurion | 6 | J-24 |  | East | East | Orleans St. | 10.3' | North | South | Harwich St. | 10.0' | Leather
5-0566 | 1682 | 4 | 4.5 | 2.5 | 2.5 |  | 1S2H | 1923-01-01 | 1 | Dar. | 75 | Harwich St. | post | 6 | J-24 |  | East | West | Plympton St. | 19.0' | North | South | Harwich St. | 8.7' | Leather
5-0648 | 1564 | 4.625 | 4.5 | 2.5 | 2.5 |  | 1S2H | 1989-07-11 | 1 | APS200 | 68 | Hatch St. | H200 QB MJ |  | J-26 |  | East | East | Acushnet Ave. | 653.1' | North | South | Hatch St. | 9.0'
3-0316 | 1700 | 5 | 5 | 5 | 2.5 |  | 2S1H | 1955-01-01 | 1 | Chapman | 48 | Hathaway Rd. | post | 6 | B-75 | gate 44.7' S x center hydt. | East | East | Tradewind St. | 138.0' | North | South | Hathaway Rd. | 40.7 | Rubber
3-0317 | 1701 | 1 | 4.5 | 2.5 | 2.5 |  | 1S2H | 1984-04-04 | 1 | Dar. Am. | 48 | Hathaway Rd. | QF MJ |  | B-75 | gate 19.0' | East | East | Tradewind St. | 610.1' | North | South | Hathaway Rd. | 2.0'
3-0321 | 1078 | 4 | 4.5 | 2.5 | 2.5 |  | 1S2H | 1911-01-01 | 1 | Dar. | 45 | Hathaway Rd. |  | 6 | B-75 | N x center hydt. 15.3' | East | East | Sunset St. | 51.2' | North | South | Hathaway Rd. | 1.9' | Leather
4-0214 | 1298 | 4 | 4.5 | 2.5 | 2.5 |  | 1S2H | 1972-01-01 | 1 | Dar. Am. | 46 | Hathaway Rd. | B-50-B | 6 | A-57 | gate 15.0' N x center hydt. | East | East | Shawmut Ave. | 430.8' | North | South | Hathaway Rd. | 14.0'
4-0215 | 3784 | 4 | 4.5 | 2.5 | 2.5 |  | 1S2H | 1911-01-01 | 1 | Dar. | 50 | Hathaway Rd. | Post | 6 | A-57 | 6" gate in front N from center of hydt. 21.7' | East | East | Highland St. | 56.0' | North | South | Hathaway Rd. | 4.0' | Leather
4-0245 | 3683 | 2 | 4.5 | 2.5 | 2.5 |  | 1S2H | 1985-02-13 | 1 | Am. Dar. | 48 | Hathaway Rd. | QF MJ |  | B-76 | gate 6.7' | East | East | Rockdale Ave. | 410.0'
4-0246 | 1279 | 4 | 4.5 | 2.5 | 2.5 |  | 1S2H | 1972-01-01 | 1 | Dar | 60 | Hathaway Rd. | B-50-B | 6 | B-76 | 6" gate in front N from center hydt. 18.2' N | East | East | Rockdale Ave. | 895.4' | North | South | Hathaway Rd. | 7.7'
4-0251 | 1282 | 2 | 4.5 | 2.5 | 2.5 |  | 1S2H | 1980-01-01 | 1 | Dar. Am. | 31 | Hathaway Rd. | MJ |  | B-78 | gate 16.8' | East | East | Foxboro St. | 221.9' | North | South | Hathaway Rd. | 1.5'
4-0025 | 1443 | 4 | 4.5 | 2.5 | 2.5 |  | 1S2H | 1978-01-01 | 1 | Mu107 | 70 | Hathaway St. |  | 6 | J-26 | gate 6.0' N | East | East | Madeira Ave. | 396.0' | North | South | Hathaway St. |  | R.V.
4-0026 | 1467 | 5.25 | 4.5 | 2.5 | 2.5 |  | 1S2H | 1997-09-22 | 1 | Mu. | 85 | Hathaway St. | Super Centurion | 6 | J-28 |  | East | East | Belleville St. | 218.0' | North | South | Hathaway St. | 9.0'
2-0276 | 484 | 5.25 | 4.5 | 2.5 | 2.5 |  | 1S2H | 2000-11-15 | 1 | Am. Dar | 52 | Hawthorn St. | B-62-B | 6 | C-54 |  | East | East | Rockdale Ave. | 4.0' | North | South | Hawthorn St. | 8.4'
2-0308 | 482 | 2 | 4.5 | 2.5 | 2.5 |  | 1S2H | 1979-01-01 | 1 | Dar. Am. | 53 | Hawthorn St. |  |  | C-55 |  | East | East | Brownell Ave. | 152.0'
2-0406 | 533 | 5.25 | 4.5 | 2.5 | 2.5 |  | 1S2H | 2011-08-15 | 1 | Am. Dar | 59 | Hawthorn St. | B-62-B | 6 | A-60 | gate N x ctr. Hydt. 5.5' | East | West | Chancery St. | 14.5' | North | South | Hawthorn St. | 9.0'
2-0453 | 557 | 1 | 4.5 | 2.5 | 2.5 |  | 1S2H | 1983-12-22 | 1 | Dar. Am. | 55 | Hawthorn St. | QF MJ |  | D-63 |  | East | East | Orchard St. | 236.0'
5-0164 | 2135 | 4.625 | 4.5 | 2.5 | 2.5 |  | 1S2H | 1985-01-01 | 1 | APS200 |  | Heritage Ct. | H200 | 6 |  | S x line gate 75.0' WxE Heritage Dr.485.5' ExW Puritan Way 5.5' gate E x Hydt 5.5' ExE Pilgrim Way 488.0' NxS Puritan Way 6.0' Ex Puritan Way Line Gate 52.0' | East | East | Phillips Rd. | 561.0' | North | South | Heritage Ct. | 6.0'
5-0161 | 2136 | 4.625 | 4.5 | 2.5 | 2.5 |  | 1S2H | 1985-01-01 | 1 | APS200 |  | Heritage Dr. | H200 | 6 |  | E x line gate 205.0' | East | East | Pilgrim Way | 175.0' | North | South | Heritage Dr. (W) | 6.0'
5-0165 | 2130 | 4.625 | 4.5 | 2.5 | 2.5 |  | 1S2H | 1985-01-01 | 1 | APS200 |  | Heritage Dr. | H200 | 6 |  | Ex Heritage Ct. (S) line gate 141.0' | East | East | Heritage Ct. .(S) | 200.0' | North | South | Heritage Dr. (S) | 6.0'
5-0167 | 2132 | 4.625 | 4.5 | 2.5 | 2.5 |  | 1S2H | 1985-01-01 | 1 | APS200 |  | Heritage Dr. | H200 | 6 |  | E x Heritage Ct. (E) line gate 132.0' | East | East | Heritage Ct. (E) | 100.0' | North | South | Heritage Dr. (S) | 6.0'
3-0081 | 917 | 4.5 | 4.5 | 2.5 | 2.5 |  | 1S2H | 1970-01-01 | 1 | Mu107 |  | Herman Melville Blvd. | MJ | 6 | G-41 | gate 8.7' 5th hydt. S x Wamsutta St. S Hervey Tichon Ave. 348.0' | East | West | Herman Melville Blvd. | 6.8' | South | North | Wamsutta St. | 1853.0'
5-0536 | 1641 | 4 | 4.5 | 2.5 | 2.5 |  | 1S2H | 1923-01-01 | 1 | Dar | 54 | Hersom St. | Post | 6 | J-24 |  | East | East | Ashley Blvd. | 1.9' | North | South | Hersom St. | 7.5' | Leather
5-0537 | 3707 | 4 | 4.5 | 2.5 | 2.5 |  | 1S2H | 1923-01-01 | 1 | Dar. | 62 | Hersom St. | Post | 6 | J-24 |  | East | East | Somerset St. | 55.2' | North | South | Hersom St. | 7.8' | Leather
3-0126 | 820 | 1 | 4.5 | 2.5 | 2.5 |  | 1S2H | 1979-01-01 | 1 | Mu107 | 52 | Hillman St. | MJ |  | F-49 | opp. Thomas S. | East | West | Thomas St. | 14.0' | North | South | Hillman St. | 6.0'
3-0127 | 816 | 4 | 4.5 | 2.5 | 2.5 |  | 1S2H | 1969-01-01 | 1 | Dar | 60 | Hillman St. | B-50-B | 6 | F-49 | gate 5.0' | East | East | State St. | 18.6' | North | South | Hillman St. | 6.2'
3-0155 | 771 | 4.5 | 4.5 | 2.5 | 2.5 |  | 1S2H | 1987-03-30 | 1 | Am. Dar | 41 | Hillman St. | B-50-B QF | 6 | B-51 | gate is 8.0' away | East | East | Rockdale Ave. | 7.5' | North | South | Hillman St. | 8.2' | R.V.
3-0160 | 782 | 4 | 4.5 | 2.5 | 2.5 |  | 1S2H | 1972-01-01 | 1 | Dar. Am. | 55 | Hillman St. | B-50-B | 6 | B-51 | gate 7.0' | East | East | Jenny St. | 200.0' | North | South | Hillman St. | 8.9'
4-0163 | 1239 | 5 | 4.5 | 2.5 | 2.5 |  | 1S2H | 1989-01-01 | 1 | Dar | 75 | Holly St. | Post | 6 | I-38 |  | East | East | Brook St. | 4.2' | North | South | Holly St. | 9.8' | Babbitt
1-0079 | 278 | 5 | 4.5 | 2.5 | 2.5 |  | 1S2H | 2012-01-01 | 1 | Am. Dar | 70 | Hollyhock St. | Post | 6 | E-67 |  | East | East | Field St. | 253.0' | North | South | Hollyhock St. | 8.0' | Leather
2-0053 | 3786 | 4 | 4.5 | 2.5 | 2.5 |  | 1S2H | 1978-01-01 | 1 | Dar. Am. |  | Homers Wharf | MJ |  | G-43 | gate 10.3' | East | East | MacArthur Dr. | 111.0' | South | South | Durant St. | 46.3'
2-0054 | 3787 | 4 | 4.5 | 2.5 | 2.5 |  | 1S2H | 1978-01-01 | 1 | Dar. Am. |  | Homers Wharf | MJ |  | G-43 | gate 52.8' | East | East | Frontage Rd. | 440.0' | North | South | Homers Wharf | 6.0'
2-0055 | 3850 | 1 | 4.5 | 2.5 | 2.5 |  | 1S2H | 1978-01-01 | 1 | Dar. Am. |  | Homers Wharf | MJ | 6 | G-43 | gate 11.0' W | East | East | MacArthur Dr. | 775.0' | North | South | Bulkhead St. | 48.5'
5-0378 | 1911 | 3 | 4.5 | 2.5 | 2.5 |  | 1S2H | 1981-10-29 | 1 | APS200 | 72 | Homestead St. | H200 QB MJ |  | K-14 | gate 3.0' | East | East | Ball St. | 249.0'
5-0625 | 1636 | 4 | 4.5 | 2.5 | 2.5 |  | 1S2H | 1964-01-01 | 1 | Dar | 65 | Howard Ave. | B-50-B | 6 | J-26 | E x hydt. Gate 39.8' | East | East | Acushnet Ave. | 47.5' |  |  |  |  | Leather
5-0628 | 1639 | 4 | 4.5 | 2.5 | 2.5 |  | 1S2H | 1993-05-08 | 1 | Mu107 | 70 | Howard Ave. |  | 6 | J-26 | gate 2.0' N x ctr. Of hydt. | East | East | Howard Ave. | 173.6' | North | North | Bldg. | 19.0' | R.V.
1-0314 | 119 | 5.25 | 4.5 | 2.5 | 2.5 |  | 1S2H | 2006-05-31 | 1 | Mu. | 80 | Hudson St. | Super Centurion |  |  | gate N x hydt. 2.6' | East | East | W.Rodney French Blvd. | 9.0' | North | South | Hudson St. | 7.7'
2-0176 | 661 | 4 | 4.5 | 2.5 | 2.5 |  | 1S2H | 1950-01-01 | 1 | Dar | 46 | Huntington Ave. | Super Centurion | 6 | B-52 |  | East | East | Commonwealth Ave. | 260.7' | North | South | Huntington Ave. | 8.5' | Leather
5-0439 | 1827 | 4 | 4.5 | 2.5 | 2.5 |  | 1S2H | 1947-01-01 | 1 | Dar | 66 | Illinios St. |  | 6 | K-16 |  | East | East | Ashley Blvd. | 292.0' | North | South | Illinois St. | 8.7' | Leather
5-0442 | 1829 | 4 | 4.5 | 2.5 | 2.5 |  | 1S2H | 1949-01-01 | 1 | Dar | 70 | Illinios St. | QB | 6 | K-16 |  | East | East | Pine Grove St. | 308.0' | North | South | Illinois St. | 9.0' | Leather
1-0090 | 3543 | 4 | 4.5 | 2.5 | 2.5 |  | 1S2H | 1957-01-01 | 1 | Dar | 85 | Independent St. |  | 6 | E-68 |  | East | East | Crapo St. | 1.0' | North | South | Independent St. | 8.1' | Leather
5-0632 | 1576 | 5.25 | 4.5 | 2.5 | 2.5 |  | 1S2H | 1995-01-12 | 1 | Am. Dar | 80 | Ingraham St. | B-62-B | 6 | J-26 |  | East | East | Acushnet Ave. | 17.1' | North | South | Ingraham St. | 8.5'
5-0216 | 2029 | 1 | 4.5 | 2.5 | 2.5 |  | 1S2H | 1977-01-01 | 1 | Mu107 |  | Irene St. |  |  | K-9 | gate 6.5' | East | East | Doreen St. | 155.0' | North | South | Irene St. | 4.1'
5-0589 | 1532 | 4.5 | 4.5 | 2.5 | 2.5 |  | 1S2H | 2002-02-27 | 1 | Dar | 66 | Irvington St. | B-50-B | 6 | J-25 | gate N x hydt. 3.5' | East | East | Arlington St. | 196.3' | North | South | Irvington St. | 6.3'
5-0591 | 1543 | 5 | 5 | 5 | 2.5 |  | 2S1H | 1916-01-01 | 1 | Chapman | 74 | Irvington St. | Post | 6 | J-25 |  | East | East | Concord St. | 387.8' | North | South | Irvington St. | 6.5' | Rubber
5-0034 | 2145 | 5 | 4.5 | 2.5 | 2.5 |  | 1S2H | 1995-01-01 | 1 | Am. Dar | 46 | Ivers St. |  | 6 | K-2 |  | East | East | Morton Ave. | 4.4' | North | South | Ivers St. | 8.0' | Leather
5-0424 | 1816 | 5.25 | 4.5 | 2.5 | 2.5 |  | 1S2H | 2012-06-07 | 1 | Am. Dar | 69 | Jarry St. | B-62-B | 6 | K-16 | gate 4.3' | East | East | Raymond St. | 144.0' | North | South | Jarry St. | 8.2'
1-0021 | 3620 | 5 | 4.5 | 2.5 | 2.5 |  | 1S2H | 1995-01-01 | 1 | Mu. | 70 | Jenkins St. | Super Centurion | 6 | E-65 |  | East | East | Dartmouth St. | 350.0' | North | South | Jenkins St. | 8.5' | Leather
1-0022 | 3617 | 5 | 4.5 | 2.5 | 2.5 |  | 1S2H | 1995-01-01 | 1 | Mu. | 75 | Jenkins St. | Super Centurion | 6 | E-65 |  | East | East | Hemlock St. | 5.6' | North | South | Jenkins St. | 8.2' | Rubber
5-0448 | 1848 | 4 | 4.5 | 2.5 | 2.5 |  | 1S2H | 1953-01-01 | 1 | Dar | 77 | Jireh St. | B-50-B one piece barrel | 6 | K-16 |  | East | East | Acushnet Ave. | 97.4' | North | South | Jireh St. | 9.0' | Leather
1-0108 | 265 | 4.625 | 4.5 | 2.5 | 2.5 |  | 1S2H | 1988-05-01 | 1 | APS200 | 85 | Jouvette St. | H200 QB MJ |  | E-68 |  | East | East | Bonnney St. | 3.6' | North | South | Jouvette St. | 10.0'
1-0109 | 267 | 4 | 4.5 | 2.5 | 2.5 |  | 1S2H | 1968-01-01 | 1 | Dar | 86 | Jouvette St. | B-50-B | 6 | E-68 |  | East | East | Crapo St. | 0.8' | North | South | Jouvette St. | 7.0'
3-0426 | 1089 | 4.625 | 4.5 | 2.5 | 2.5 |  | 1S2H | 1988-11-07 | 1 | APS200 |  | Julie Place | H200 QB MJ | 6 | B-79 |  | East | East | Rowe St. | 242.0'
1-0094 | 3540 | 5 | 4.5 | 2.5 | 2.5 |  | 1S2H | 1960-01-01 | 1 | Dar | 87 | Katharine St. | Post | 6 | E-68 |  | East | East | Crapo St. | 5.3' | North | South | Katharine St. | 8.0' | Babbitt
3-0153 | 62 | 5 | 4.5 | 2.5 | 2.5 |  | 1S2H | 2003-01-01 | 1 | Am. Dar | 53 | Keen St. | MJ |  | B-51 | gate 5.0' | East | East | Liberty St. | 3.3' | North | South | Keen St. | 8.5'
5-0839 | 1948 | 5.25 | 4.5 | 2.5 | 2.5 |  | 1S2H | 1993-06-25 | 1 | Am. Dar |  | Kelton St. | B-62-B | 6 |  | S x gate | East | East | Church St. | 219.6' | North | South | Kelton St.
2-0138 | 703 | 4 | 4.5 | 2.5 | 2.5 |  | 1S2H | 1974-01-01 | 1 | APS200 |  | Kempton St. | H200 QB MJ | 6 | F-49 | gate 11.8' | East | East | County St. | 51.0' | South | South | Kempton St. | 5.3' | R.V.
2-0139 | 704 | 4 | 4.5 | 2.5 | 2.5 |  | 1S2H | 1974-01-01 | 1 | APS200 |  | Kempton St. | H200 QB MJ | 6 | F-49 | gate 12.6' | East | West | Hill St. | 42.7' | South | South | Kempton St. (old lone) | 2.6' | R.V.
2-0171 | 784 | 4 | 4.5 | 2.5 | 2.5 |  | 1S2H | 1981-01-01 | 1 | APS200 | 48 | Kempton St. | H200 MJ QB | 6 | B-51 | gate 2.0' W | East | East | Jenney St. | 5.8' | North | South | Kempton St. | 6.0'
2-0192 | 669 | 4 | 4.5 | 2.5 | 2.5 |  | 1S2H | 1981-01-01 | 1 | APS200 | 43 | Kempton St. | MJ |  | B-52 | SE cor. Buttonwood St. | East | East | Buttonwood St. | 3.8' | North | South | Kempton St. | 9.2'
2-0414 | 696 | 4 | 4.5 | 2.5 | 2.5 |  | 1S2H | 1974-01-01 | 1 | APS200 |  | Kempton St. | H200 MJ QB |  | D-62 | gate 9.0' | East | East | Cedar St. | 9.1' | North | South | Kempton St. | 4.0' | R.V.
4-0238 | 1124 | 4 | 4.5 | 2.5 | 2.5 |  | 1S2H | 1964-01-01 | 1 | Dar |  | Kenney St. | B-50-B | 6 | A-57 | gate 4.0' SW cor. Harvard St. | East | West | Harvard St. | 1.0' | North | South | Kenney St. | 7.5' | Leather
3-0001 | 3796 | 5.25 | 4.5 | 2.5 | 2.5 |  | 1S2H | 1996-01-01 | 1 | Am. Dar | 83 | Kenyon St. | B-26-B | 6 | J-30 | gate 7.5' | East | East | No. Front St. | 15.5' | North | South | Kenyon St. | 5.5'
3-0012 | 1156 | 5 | 4.5 | 2.5 | 2.5 |  | 1S2H | 1992-10-01 | 1 | Mu. | 91 | Kilburn St. | Super Centurion | 6 | J-30 | gate 11.3' | East | East | Belleville Ave. | 178.0' | South | North | Kilburn St. | 2.0' | Leather
3-0013 | 3404 | 5.25 | 4.5 | 2.5 | 2.5 |  | 1S2H | 1992-10-01 | 1 | Mu. | 91 | Kilburn St. | Super Centurion | 6 | J-30 |  | East | East | Belleville Ave. | 342.5' | South | North | Kilburn St. | 1.5'
3-0033 | 1139 | 4 | 4.5 | 2.5 | 2.5 |  | 1S2H | 1975-12-17 | 1 | Mu107 |  | LaFrance Ct. | MJ | 6 | I-40 | gate 5.5' | East | East | Reynolds St. | 6.0' | North | South | LaFrance Ct. | 4.0' | R.V.
5-0717 | 1761 | 4 | 4.5 | 2.5 | 2.5 |  | 1S2H | 1978-01-01 | 1 | APS200 |  | Lang St. | MJ |  | I-34 | gate 6.5" | East | East | Pelletier St. | 28.0' | North | South | Lang St. | 6.5'
1-0006 | 326 | 5 | 4.5 | 2.5 | 2.5 |  | 1S2H | 1995-01-01 | 1 | Mu. | 70 | Larch St. | Super Centurion | 6 | E-65 |  | East | East | Mulberry St. | 120.0' | North | South | Larch St. | 6.9' | Babbitt
1-0007 | 328 | 4 | 4.5 | 2.5 | 2.5 |  | 1S2H | 1966-01-01 | 1 | Dar | 77 | Larch St. | B-50-B | 6 | E-65 | gate 5.5' | East | East | Hemlock St. | 129.0' | North | South | Larch St. | 6.6' | Leather
5-0310 | 4001 | 4 | 4.5 | 2.5 | 2.5 |  | 1S2H | 1963-01-01 | 1 | Dar | 46 | Leland St. | B-50-B | 6 | K-13 |  | East | East | Wildwood Rd. | 425.5' |  |  |  |  | Leather
3-0325 | 1079 | 4 | 4.5 | 2.5 | 2.5 |  | 1S2H | 1960-01-01 | 1 | Dar | 42 | Lemos St. | B-50-B | 6 | B-75 |  | East | East | Sunset St. | 326.5'
3-0395 | 3556 | 1 | 4.5 | 2.5 | 2.5 |  | 1S2H | 1982-10-14 | 1 | Dar. Am | 37 | Lexington St. | QF MJ |  | B-77 |  | East | West | Jenny Lind St. | 300.2' | North | South | Lexington St. | 8.2'
3-0095 | 1064 | 4 | 4.5 | 2.5 | 2.5 |  | 1S2H | 1970-01-01 | 1 | Dar |  | Linden St. | B-50-B MJ | 6 | F-48 | gate 6.5' | East | East | Summer St. | 50.8' | North | South | Linden St. | 5.1' | B.L.V.
2-0226 |  | 4 | 4.5 | 2.5 | 2.5 |  | 1S2H | 1922-01-01 | 1 | Darling | 49 | Lindsey St. | post | 6 | C-54 |  | East | West | Lindsey St. | 13.7' | North | South | Morgan St. | 4.7' | Leather | yes | 2008-09-01
5-0192 | 2099 | 5.25 | 4.5 | 2.5 | 2.5 |  | 1S2H | 2007-04-03 | 1 | Mu. | 48 | Little Oak Rd. | Super Centurion | 6 | K-8 | gate N x ctr. 6.0' | East | East | Ridgewood Rd. | 79.5' | North | South | Little Oak Rd.
5-0379 | 3454 | 5.25 | 4.5 | 2.5 | 2.5 |  | 1S2H | 2005-10-22 | 1 | Mu. | 71 | Lloyd St. | Super Centurion | 6 | K-14 | West town 37.7' | East | East | Acushnet Ave. | 211.7' | North | Lloyd St. | 6.0'
3-0223 | 949 | 5.25 | 4.5 | 2.5 | 2.5 |  | 1S2H | 1997-11-10 | 1 | Mu. | 41 | Locust St. | Super Centurion | 6 | A-58 |  | East | East | Richmond St. | 1.6' | North | South | Locust St. | 7.3'
4-0223 | 1302 | 4.625 | 4.5 | 2.5 | 2.5 |  | 1S2H | 1988-06-01 | 1 | APS200 |  | Loftus St. | H200 QB |  | A-57 | S x gate 4.5' | East | East | Harvard St. | 201.0' | North | South | Loftus St. | 8.5'
4-0272 | 1179 | 4 | 4.5 | 2.5 | 2.5 |  | 1S2H | 1956-01-01 | 1 | Dar | 50 | Loftus St. | B-50-B one piece barrel | 6 | B-78 |  | East | East | Shirley St. | 10.0' | North | South | Loftus St. | 9.0' | Leather
3-0016 | 3431 | 4 | 4.5 | 2.5 | 2.5 |  | 1S2H | 1971-01-01 | 1 | Dar | 81 | Logan St. | B-50-B | 6 | I-38 | gate 3.6' | East | East | Purchase St. | 3.5' | North | South | Logan St. | 8.4'
3-0044 | 1146 | 1 | 4.5 | 2.5 | 2.5 |  | 1S2H | 1983-09-02 | 1 | Dar | 80 | Logan St. | B-50-B one piece barrel |  | G-41 |  | East | East | Acushnet Ave. | 251.0'
5-0174 | 2119 | 4 | 4.5 | 2.5 | 2.5 |  | 1S2H | 1966-01-01 | 1 | Dar | 42 | Long View Rd. | B-50-B | 6 | K-8 | gate 5.5' | East | East | Long View Rd. (W) | 402.0' | North | South | Long View Rd.(N) | 4.5 | Leather
1-0283 | 158 | 4 | 4.5 | 2.5 | 2.5 |  | 1S2H | 1924-01-01 | 1 | Dar | 84 | Lucas St. | post | 6 | H-73 |  | East | East | W. Rodney French Blvd. | 11.7' | North | South | Lucas St. | 9.5' | Leather
5-0258 | 1996 | 5 | 4.5 | 2.5 | 2.5 |  | 1S2H | 2012-01-01 | 1 | Am. Dar | 45 | Lucy St. | B-50-B one piece barrel | 6 | K-11 |  | East | East | Acushnet Ave. | 291.0' |  |  |  |  | Leather
5-0260 | 1992 | 4 | 4.5 | 2.5 | 2.5 |  | 1S2H | 1964-01-01 | 1 | Dar | 46 | Lucy St. | B-50-B | 6 | K-11 | gate 5.2' | East | West | Boundstone Bartlett | 156.2' |  |  |  |  | Leather
5-0261 | 1993 | 4 | 4.5 | 2.5 | 2.5 |  | 1S2H | 1964-01-01 | 1 | Dar | 46 | Lucy St. | B-50-B | 6 | K-11 | gate 3.0' | East | West | Boundstone Bartlett | 704.3' |  |  |  |  | Leather
5-0374 | 1906 | 5.25 | 4.5 | 2.5 | 2.5 |  | 1S2H | 2002-01-28 | 1 | Am. Dar | 71 | Ludlow St. | B-62-B | 6 | K-14 | gate N x hydt. 2.0' | East | East | Acushnet Ave. | 203.8' | North | South | Ludlow St. | 6.0'
2-0051 | 90 | 4 | 4.5 | 2.5 | 2.5 |  | 1S2H | 1969-01-01 | 1 | Dar |  | MacArthur Dr. (E+W) | B-50-B MJ |  | G-43 | gate 6.7' | East | East | MacArthur Dr. (N&S) | 81.0' | South | North | MacArthur Dr. (E&W) | 4.5'
3-0419 | 933 | 4 | 4.5 | 2.5 | 2.5 |  | 1S2H | 1948-01-01 | 1 | Dar | 64 | Macomber St. | one piece barrel | 6 | B-79 |  | East | East | Rockdale Ave. | 366.5' | North | South | Macomber St. | 9.0' | Leather
2-0071 | 96 | 1 | 4.5 | 2.5 | 2.5 |  | 1S2H | 1979-01-01 | 1 | Dar. Am. | 77 | Madison St. | MJ |  | G-45 | gate 2.0' W | East | East | Purchase St. | 10.5' | North | South | Madison St. | 5.8'
2-0103 | 577 | 1 | 4.5 | 2.5 | 2.5 |  | 1S2H | 1979-01-01 | 1 | Mu107 | 69 | Madison St. | MJ |  | G-45 | gate 4.1' SE cor. Pleasant St. | East | East | Pleasant St. | 6.8' | North | South | Madison St. | 6.7'
2-0448 | 555 | 5 | 4.5 | 2.5 | 2.5 |  | 1S2H | 1997-01-01 | 1 | Am. Dar | 54 | Madison St. | Post | 6 | D-63 |  | East | East | Orchard St. | 246.5' | North | South | Madison St. | 6.5' | Leather
4-0027 | 1375 | 5.25 | 4.5 | 2.5 | 2.5 |  | 1S2H | 2013-02-28 | 1 | Am. Dar | 88 | Manomet St. | B-62-B | 6 |  | gate W 16.0' | East | East | Riverside Ave. | 252.0' | North | South | Manomet St. | 3.5'
2-0267 | 598 | 5 | 4.5 | 2.5 | 2.5 |  | 1S2H | 2000-01-01 | 1 | Am. Dar | 52 | Maple St. | post | 6 | C-54 |  | East | East | Rockdale Ave. | 3.0' | North | South | Maple St. | 8.2' | Rubber
2-0272 | 609 | 5 | 4.5 | 2.5 | 2.5 |  | 1S2H | 2005-01-01 | 1 | Am. Dar | 53 | Maple St. | B-50-B |  | C-54 |  | East | East | James St. | 1.0' | North | South | Maple St. | 8.7'
2-0401 | 628 | 4 | 4.5 | 2.5 | 2.5 |  | 1S2H | 1969-01-01 | 1 | Dar | 57 | Maple St. | B-50-B | 6 | A-60 |  | East | East | Ocean St. | 7.5' |  |  |  |  | Leather
2-0402 | 640 | 5.25 | 4.5 | 2.5 | 2.5 |  | 1S2H | 2005-01-01 | 1 | Mu. | 59 | Maple St. | Super Centurion | 6 |  |  | East | West | Park St. | 13.7' | North | South | Maple St. | 8.0'
5-0355 | 1929 | 4 | 4.5 | 2.5 | 2.5 |  | 1S2H | 1922-01-01 | 1 | Dar | 56 | Maplewood St. | Post | 6 | K-14 |  | East | East | Acushnet Ave. | 453.0' | North | South | Maplewood St. | 9.0' | Leather
5-0356 | 1930 | 4 | 4.5 | 2.5 | 2.5 |  | 1S2H | 1954-01-01 | 1 | Dar | 60 | Maplewood St. | BB one piece barrel | 6 | K-14 |  | East | East | Acushnet Ave. | 786.0' | North | South | Maplewood St. | 9.0' | L.V.
5-0358 |  | 4.5 | 4.5 | 2.5 | 2.5 |  | 1S2H | 1998-05-06 | 1 | Am. Dar |  | Maplewood St. | QF MJ | 6 | K-14 | E x last hydt. 92.0' | East | East | Morris St. | 505.0' | North | South | Maplewood St. | 9.5' | R.V.
5-0418 | 1821 | 4 | 4.5 | 2.5 | 2.5 |  | 1S2H | 1977-01-01 | 1 | Dar | 70 | Maryland St. |  | 6 | K-16 | gate 3.90' N | East |  | Pine Grove St. | 315.0' |  |  |  |  | Leather
5-0886 | 4049 | 5.25 | 4.5 | 2.5 | 2.5 |  | 1S2H | 2012-05-22 | 1 | AM. Dar |  | Maryland St. | B-62-B | 6 |  |  | East | East | Caswell St. | 218.5' | North | South | Maryland St. | 8.4'
1-0061 | 313 | 2 | 4.5 | 2.5 | 2.5 |  | 1S2H | 1984-12-28 | 1 | Dar. Am. | 54 | Matthew St. | QF MJ |  | E-67 | gate 2.5' N | East | East | Rickdale Ave. | 8.2' | North | South | Matthew St. | 8.4'
3-0148 | 785 | 4.5 | 4.5 | 2.5 | 2.5 |  | 1S2H | 1985-10-24 | 1 | Dar. Am. | 45 | Maxfield St. | B-50-B QF MJ |  | B-51 | gate N x ctr. Hydt. 9.0' | East | East | Lindsey St. | 154.0' | North | South | Maxfield St. | 9.0'
3-0150 | 55 | 5.25 | 4.5 | 2.5 | 2.5 |  | 1S2H | 2004-01-01 | 1 | Am. Dar | 55 | Maxfield St. | B-62-B | 6 | B-51 |  | East | East | Liberty St. | 239.4' | North | South | Maxfield St. | 6.3'
3-0300 | 48 | 5.25 | 4.5 | 2.5 | 2.5 |  | 1S2H | 2005-01-01 | 1 | Am. Dar | 42 | Maxfield St. | B-50-B | 6 | D-62 |  | East | East | Spruce St. | 1.8' | North | South | Maxfield St. | 6.6'
5-0213 | 2028 | 4 | 4.5 | 2.5 | 2.5 |  | 1S2H | 1973-01-01 | 1 | Mu107 |  | Maxine St. | MJ |  | K-9 | gate 5.5' | East | East | Doreen St. | 250.0' | North | South | Maxine St. | 5.5'
5-0020 | 2221 | 4 | 4.5 | 2.5 | 2.5 |  | 1S2H | 1966-01-01 | 1 | Dar | 38 | May St. | QB (used) |  | K-1 | gate 4.3' | East | East | Upland St. | 501.0' | North | South | May St. | 7.5' | Rubber
5-0032 | 2142 | 5 | 4.5 | 2.5 | 2.5 |  | 1S2H | 1995-01-01 | 1 | Am. Dar | 44 | Meadow St. |  | 6 | K-2 |  | East | East | Morton Ave. | 6.8' | North | South | Meadow St. | 8.0' | Leather
5-0405 | 1917 | 4 | 4.5 | 2.5 | 2.5 |  | 1S2H | 1955-01-01 | 1 | Dar | 64 | Menton St. | B-50-B | 6 | K-16 |  | East | East | Ashley Blvd. | 241.0' | North | South | Menton St. | 9.0' | Leather
5-0836 | 3998 | 5.25 | 4.5 | 2.5 | 2.5 |  | 1S2H | 1993-01-01 | 1 | Am. Dar |  | Michelle Lane | B-50-B | 6 |  |  | East | East | Foley Dr. | 215.0' | North | South | Michele Lane | 5.0'
2-0141 | 710 | 4 | 4.5 | 2.5 | 2.5 |  | 1S2H | 1975-01-01 | 1 | APS200 | 52 | Middle St. | H200 QB MJ | 6 | F-49 | gate 6.0' N | East | East | County St. | 327.0' | North | South | Middle St. | 6.0' | R.V.
2-0211 | 34 | 5.25 | 4.5 | 2.5 | 2.5 |  | 1S2H | 2006-01-05 | 1 | Mu. | 50 | Middle St. | Super Centurion | 6 | B-53 | gate 7.9' N | East | East | Jenney St. | 4.6' | North | South | Middle St. | 6.5'
2-0212 | 33 | 5.25 | 4.5 | 2.5 | 2.5 |  | 1S2H | 1992-07-15 | 1 | Mu. | 55 | Middle St. | Super Centurion | 6 | B-53 | gate N x ctr. Of hydt. 5.5' | East | East | Lindsey St. | 5.5' | North | South | Middle St. | 7.0'
2-0373 | 682 | 4 | 4.5 | 2.5 | 2.5 |  | 1S2H | 1974-01-01 | 1 | APS200 |  | Middle St. | H200 MJ QB | 6 | A-59 | gate 5.0' N | East | East | Ash St. | 11.0' | North | South | Middle St. | 5.5' | R.V.
2-0549 | 4054 | 5.25 | 4.5 | 2.5 | 2.5 |  | 1S2H | 2009-07-30 | 1 | Am. Dar |  | Middle St. | B-62-B | 6 |  | gate Nx hydt. 8.0' | East | East | Rounds St. | 7.0' | North | South | Middle St. | 5.0'
3-0133 | 828 | 4 | 4.5 | 2.5 | 2.5 |  | 1S2H | 1975-05-05 | 1 | APS200 |  | Mill St. | H200 QB MJ |  | F-49 | gate 8.5' N x hydt. | East | East | County St. | 18.0' | North | South | Mill St. | 5.0' | R.V.
3-0172 | 783 | 5.25 | 4.5 | 2.5 | 2.5 |  | 1S2H | 2008-09-01 | 1 | Am. Dar | 43 | Mill St. | B-62-B | 6 | B-51 | gate 6.9' N | East | East | Summit St. | 6.6' | North | South | Mill St. | 7.0'
3-0172 |  | 5 | 4.5 | 2.5 | 2.5 |  | 2S | 2008-01-01 | 1 | Am. Dar | 43 | Mill St. | B-62-B | 6 | B-51 | gate 6.9' N | East | East | Summit St. | 6.6' | North | South | Mill St. | 7.0' | Babbitt | yes | 2008-09-01
3-0176 | 788 | 5 | 4.5 | 2.5 | 2.5 |  | 1S2H | 2012-03-14 | 1 | Am. Dar | 53 | Mill St. |  |  | B-51 |  | East | East | James St. | 166.0' | North | South | Mill St. | 6.4'
3-0258 | 789 | 5.25 | 4.5 | 2.5 | 2.5 |  | 1S2H | 2011-05-05 | 1 | Am. Dar | 58 | Mill St. | B-62-B | 6 | A-59 | gate N x hydt. | East | East | Newton St. | 2.5' | North | South | Mill St. | 7.5'
3-0260 | 795 | 4 | 4.5 | 2.5 | 2.5 |  | 1S2H | 1974-01-01 | 1 | APS200 | 47 | Mill St. | H200 MJ QB | 6 | A-59 | gate 5.3' | East | East | Cook St. | 14.4' | North | South | Mill St. | 5.3' | R.V.
5-0368 | 1893 | 4 | 4.5 | 2.5 | 2.5 |  | 1S2H | 1952-01-01 | 1 | Dar | 63 | Monmouth St. | one piece barrel | 6 | K-14 |  | East | East | Acushnet Ave. | 306.7' | North | South | Monmouth St. | 8.5' | L.V.
2-0408 | 550 | 5 | 5 | 5 | 2.5 |  | 2S1H | 1911-01-01 | 1 | Chapman | 57 | Moreland Ter. | pot | 6 | A-60 |  | East | East | Page St. | 4.6' | North | South | Moreland Ter. | 8.6' | Rubber
1-0184 | 231 | 4 | 5 | 5 | 2.5 |  | 2S1H | 1910-01-01 | 1 | Chapman | 83 | Mott St. | Post | 6 | H-70 |  | East | East | Cleveland St. | 425.7' | North | South | Mott St. | 8.5' | Rubber
3-0451 | 1101 | 4 | 4.5 | 2.5 | 2.5 |  | 1S2H | 1919-01-01 | 1 | Dar | 39 | Mt. Vernon St. | post | 6 | B-79 |  | East | East | Caroline St. | 4.7' | North | South | Mt. Vernon St. | 8.6' | Leather
5-0220 | 2025 | 4 | 4.5 | 2.5 | 2.5 |  | 1S2H | 1977-01-01 | 1 | Mu107 |  | Nancy St. | MJ |  | K-9 | W x Anchor Fence 6.4' gate 9.0' W | East | East | McCombs Blvd. | 197.2' | North | South | Nancy St. | 14.0' | R.V.
4-0011 | 1459 | 4 | 4.5 | 2.5 | 2.5 |  | 1S2H | 1919-01-01 | 1 | Dar | 71 | Nash Rd. | post | 6 | J-28 | gate 2.7' | East | East | Madeira Ave. | 355.0' | North | South | Nash Rd. | 8.5' | Leather
4-0111 | 3660 | 4 | 4.5 | 2.5 | 2.5 |  | 1S2H | 1970-01-01 | 1 | Dar |  | Nash Rd. | B-50-B | 6 | I-33 | gate 13.5' | East | East | Shawmut Ave. | 46.0' | South | Center | Nash Rd. | 28.0' | B.L.V.
4-0112 | 3659 | 1 | 4.5 | 2.5 | 2.5 |  | 1S2H | 1982-10-20 | 1 | Dar. Am. |  | Nash Rd. | MJ QB |  | I-33 | gate 9.5' | East | East | Shawmut Ave. | 467.0'
4-0113 | 3658 | 4 | 4.5 | 2.5 | 2.5 |  | 1S2H | 1970-01-01 | 1 | Dar |  | Nash Rd. | B-50-B MJ | 6 |  | gate 5.1' | East | East | Shawmut Ave. | 969.0' | South | Center | Nash Rd. | 24.0' | B.L.V.
4-0114 | 3657 | 4 | 4.5 | 2.5 | 2.5 |  | 1S2H | 1970-01-01 | 1 | Dar |  | Nash Rd. | B-50-B MJ South center Nash Rd. 24.5' | 6 | I-33 | W x W line Mt. Pleasant St. 424.0' gate 5.6' | East | East | Shawmut Ave. | 1504.5' | South | Center | Nash Rd. | 24.5' | B.L.V.
4-0115 | 1379 | 4 | 4.5 | 2.5 | 2.5 |  | 1S2H | 1927-01-01 | 1 | Dar | 48 | Nash Rd. | Post | 6 | I-33 | gate N x hydt. 8.2' | East | East | Mt. Pleasant St. | 36.1' | North | South | Nash Rd. | 10.4' | Leather
4-0116 | 1380 | 3 | 4.5 | 2.5 | 2.5 |  | 1S2H | 1982-05-26 | 1 | APS200 | 52 | Nash Rd. | H200 MJ QB |  | I-33 | gate 7.0' | East | East | Mt. Pleasant St. | 336.8'
5-0312 | 1944 | 4 | 4.5 | 2.5 | 2.5 |  | 1S2H | 1970-01-01 | 1 | Dar |  | Natick St. | B-50-B MJ | 6 | K-13 | gate 7.0' | East | East | Church St. | 344.0' | North | South | Natick St. | 18.0' | B.L.V.
No ID # |  | 4 | 4.5 | 2.5 | 2.5 |  | 1S2H | 1968-01-01 | 1 | Dar |  | Negus Way | B-50-B |  |  | gate 20.0' | East | East | Middleboro Rd. | 1670.0'
No ID # |  | 4 | 4.5 | 2.5 | 2.5 |  | 1S2H | 1968-01-01 | 1 | Dar |  | Negus Way | B-50-B |  |  | gate 15.0' | East | East | Middleboro Rd. | 2800.0'
No ID # |  |  | 4.5 | 2.5 | 2.5 |  | 1S2H | 1968-01-01 | 1 | Mu107 |  | Negus Way |  |  |  | N x N line building73.1' E x pole #50532 5.9' gate 6.0' | East | East | Middleboro Rd. | 3485.0' | East | West | Building | 5.2'
1-0114 | 266 | 4 | 4.5 | 2.5 | 2.5 |  | 1S2H | 1961-01-01 | 1 | Dar | 84 | Nelson St. | B-50-B | 6 | E-68 |  | East | East | Crapo St. | 6.4' | North | South | Nelson St. | 8.5' | Leather
2-0063 | 3913 | 4 | 4.5 | 2.5 | 2.5 |  | 1S2H | 2010-01-01 | 1 | Am. Dar. |  | New Bedford- Fairhaven Bridge Fish Island | B-50-B | 6 | G-44 | gate 5.0 n | East | East | Mobil Gas Station | 5.0' | North | South | Route 6 | 5.0' | B.L.V.
2-0065 | 3915 | 4 | 4.5 | 2.5 | 2.5 |  | 1S2H | 1973-01-01 | 1 | Dar |  | New Bedford- Fairhaven Bridge Pope's Island | B-50-B | 6 | G-44 | gate 8.0' s | East |  | WBSM | 85.0' | South | North | Route 6 | 5.0' | B.L.V.
4-0119 | 1384 | 2 | 4.5 | 2.5 | 2.5 |  | 1S2H | 1983-03-21 | 1 | Dar. Am | 59 | Newcombe St. | QF MJ |  | I-33 | gate 4.5' | East | East | Stanley St. | 218.8'
1-0247 | 130 | 4 | 4.5 | 2.5 | 2.5 |  | 1S2H | 1972-01-01 | 1 | Dar. Am. |  | Nina St. | B-50-B | 6 | H-71 | gate 6.0' N | East | East | Belmont St. | 113.3' | North | South | Nina St. | 6.0' | B.L.V.
5-0009 | 2211 | 4.5 | 4.5 | 2.5 | 2.5 |  | 1S2H | 1991-05-01 | 1 | Mu. |  | Norfolk St. | super centurion 200 | 6 | K-1 |  | East | East | Acushnet Ave. | 398.6' | North | South | Norfolk St. | 5.0'
1-0195 | 210 | 4 | 4.5 | 2.5 | 2.5 |  | 1S2H | 1924-01-01 | 1 | Dar | 73 | Norman St. | Post | 6 | H-70 |  | East | East | Brock Ave. | 175.0' | North | South | Norman St. | 8.0' | Leather
3-0129 | 830 | 4 | 4.5 | 2.5 | 2.5 |  | 1S2H | 1975-07-29 | 1 | APS200 |  | North St. | H200 QB MJ |  | F-49 | gate 9.2' S | East | East | County St. | 44.0' | South | N | North St. | 6.2' | R.V.
3-0163 | 766 | 5.25 | 4.5 | 2.5 | 2.5 |  | 1S2H | 2006-01-13 | 1 | Mu. | 42 | North St. | super centurion | 6 |  | gate N x center hydt. 6.5' | East | East | Rockdale Ave. | 4.8' | North | South | North St. | 6.8'
3-0412 | 765 | 5.25 | 4.5 | 2.5 | 2.5 |  | 1S2H | 2008-08-01 | 1 | Am. Dar | 40 | North St. | B-62-B | 6 | B-77 | gate 8.0' N | East | East | Jenny Lind St. | 13.0' | North | South | North St. | 6.0'
3-0412 |  | 4 | 4.5 | 2.5 | 2.5 |  | 1S2H | 2008-01-01 | 1 | Am. Dar | 40 | North St. | B-62-B | 6 | B-77 | gate 8.0' N | East | East | Jenny Lind St. | 13.0' | North | South | North St. | 6.0' | Leather | yes | 2008-08-01
3-0413 | 767 | 5.25 | 4.5 | 2.5 | 2.5 |  | 1S2H | 2008-08-01 | 1 | Am. Dar | 42 | North St. | B-62-B | 6 | B-77 | gate 8.0' N | East | East | Jenny Lind St. | 311.7' | North | South | North St. | 6.0'
3-0413 |  | 4 | 4.5 | 2.5 | 2.5 |  | 1S2H | 2008-01-01 | 1 | Am. Dar | 42 | North St. | B-62-B | 4 | B-77 | gate 8.0' N | East | East | Jenny Lind St. | 311.7' | North | South | North St. | 6.0' | Rubber | yes | 2008-08-01
1-0049 | 3604 | 4 | 4.5 | 2.5 | 2.5 |  | 1S2H | 1970-01-01 | 1 | Dar | 82 | Norwell St. | B-50-B MJ | 6 | E-66 | gate 6.0' N | East | East | Bolton St. | 158.8'
5-0370 | 3452 | 3 | 4.5 | 2.5 | 2.5 |  | 1S2H | 1981-10-30 | 1 | APS200 | 69 | Norwood St. | H200 QB MJ |  | K-14 |  | East | East | Acushnet Ave. | 346.0'
No ID # |  |  | 4.5 | 2.5 | 2.5 |  | 1S2H | 1978-01-01 | 1 |  |  | NS Pier 3 &4 | Flush |  |  | Meter Pit E Bulkhead 98.4' S Bulkhead 19.0' | East |  | Bulkhead | 98.4' | South |  | Bulkhead | 3.1'
4-0071 | 1355 | 4 | 4.5 | 2.5 | 2.5 |  | 1S2H | 1926-01-01 | 1 | Dar | 79 | Nye St. | post | 6 | J-29 | gate 5.3' | East | East | Front St. | 225.5' | North | South | Nye St. | 8.4' | Leather
5-0235 | 3986 | 5 | 4.5 | 2.5 | 2.5 |  | 1S2H | 2008-01-01 | 1 | Am. Dar | 30 | Nye's Lane | MJ |  | K-10 | gate 5.4' | East |  | Acushnet Ave. | 329.0'
1-0286 | 159 | 4 | 4.5 | 2.5 | 2.5 |  | 1S2H | 1965-01-01 | 1 | Darling | 80 | Oaklawn St | B-50-B | 6 | H-73 | Gate is 5.6" N x ctr. Hyd. | East | East | Rodney French Blvd West | 18.1' | North | South | Oaklawn | 8.7'
1-0287 | 160 | 4 | 4.5 | 2.5 | 2.5 |  | 1S2H | 1927-01-01 | 1 | Darling | 74 | Oaklawn St | post | 6 | H-73 |  | East |  | R. French Blvd. | 418.8' | North | South | Oaklawn | 11.3' | Leather
5-0011 | 2208 | 4 | 4.5 | 2.5 | 2.5 |  | 1S2H | 1967-01-01 | 1 | Dar |  | Oakley St. | B-50-B | 6 | K-1 | Gate 11.0' | East | East | Acushnet Ave. | 352.0' | North | South | Oakley | 6.2' | Leather
5-0012 | 2205 | 4.5 | 4.5 | 2.5 | 2.5 |  | 1S2H | 1988-05-04 | 1 | Am. Dar. |  | Oakley St. | QF MJ | 6 | K-1 | W x W line upland 47.0' S x Gat Valve 4.5' E x Old Hydt. 165' | East | East | Acushnet Ave | 517.0' | North | South | Oakley | 9.0' | R.V.
5-0013 | 2203 | 5.25 | 4.5 | 2.5 | 2.5 |  | 1S2H | 2006-08-07 | 1 | Mu. |  | Oakley St. | super centurion 200 | 6 | K-1 | S x Hydt. Gate ( Ctr. To Ctr.) 7.0' | East | East | Upland St. | 378.2' | North | South | Oakley | 6.0'
5-0429 | 1826 | 4 | 4.5 | 2.5 | 2.5 |  | 1S2H | 1922-01-01 | 1 | Dar | 62 | Ohio St. | Post | 6 | K-16 |  | East | East | Ashley Blvd. | 154.4' | North | South | Ohio | 8.3' | Leather
5-0430 | 1825 | 4 | 4.5 | 2.5 | 2.5 |  | 1S2H | 1974-01-01 | 1 | Am. Dar | 68 | Ohio St. | B-50-B | 6 | K-16 |  | East | East | Ashley Blvd. | 436.0' | North | South | Ohio | 9.0'
5-0431 | 1824 | 4 | 4.5 | 2.5 | 2.5 |  | 1S2H | 1950-01-01 | 1 | Dar | 70 | Ohio St. | one piece barrel | 6 | K-16 | gate 6.0' | East | East | Pine Grove St. | 319.0' | North | South | Ohio | 12.5' | Leather
5-0498 | 3716 | 5.25 | 4.5 | 2.5 | 2.5 |  | 1S2H | 2000-02-17 | 1 | Mu. | 59 | Old Plainville Rd. | Super Centurion | 6 | K-19 | Gate NxHydt 5.3' %th Hydt Ex Shawmut Ave | East | East | LeBoeuf St | 50.6' | North | South | Plainville Rd. | 4.2'
5-0502 | 1742 | 5.25 | 4.5 | 2.5 | 2.5 |  | 1S2H | 2001-07-09 | 1 | Am. Dar | 61 | Old Plainville Rd. | B-62-B | 6 | K-20 | 1st Hydt Ex Shawmut Ave | East | East | Shawmut Ave. (N) | 705.0' | North | South | Plainville Rd. | 7.0'
1-0044 | 3606 | 4 | 4.5 | 2.5 | 2.5 |  | 1S2H | 1926-01-01 | 1 | Dar | 77 | Osborne St | post | 6 | E-66 |  | East | East | Hemlock St. | 240.0' | North | South | Osborne St. | 10.7' | Leather
5-0351 | 1928 | 4 | 4.5 | 2.5 | 2.5 |  | 1S2H | 1955-01-01 | 1 | Dar | 55 | Osgood St. | B-50-B | 6 | K-14 |  | East | East | Acushnet Ave. | 355.3' | North | South | Osgood St. | 6.5' | Leather
3-0353 | 1027 | 4 | 4.5 | 2.5 | 2.5 |  | 1S2H | 1968-01-01 | 1 | Dar |  | Pamela Dr. | B-50-B |  | B-75 |  | East | East | Roseanne St. | 270.0' | North | South | Pamela Dr. | 6.0'
3-0354 | 1028 | 4 | 4.5 | 2.5 | 2.5 |  | 1S2H | 1968-01-01 | 1 | Dar |  | Pamela Dr. | B-50-B |  | B-75 | gate 6.5' | East | East | Roseanne St. | 596.0' | North | South | Pamela Dr. | 6.0'
3-0230 | 867 | 4.5 | 4.5 | 2.5 | 2.5 |  | 1S2H | 1990-08-22 | 1 | Am. Dar | 41 | Parker St. | B-50-B |  | A-59 | 6" gate N x Ctr of Hydt 2.9' | East | West | Richmond St. | 10.3' | North | South | Parker St. | 6.6'
3-0387 | 848 | 4 | 4.5 | 2.5 | 2.5 |  | 1S2H | 1962-01-01 | 1 | Dar | 50 | Parker St. | B-50-B | 6 | B-77 |  | East | East | Robert St. | 318.0' |  |  |  |  | Leather
3-0414 | 856 | 4 | 4.5 | 2.5 | 2.5 |  | 1S2H | 1962-01-01 | 1 | Dar | 45 | Parker St. | B-50-B | 6 | B-79 | gate n x center hydt 7.6' | East | East | Rockdale Ave. | 24.8' |  |  |  |  | Leather
3-0461 | 854 | 5.25 | 4.5 | 2.5 | 2.5 |  | 1S2H | 2008-11-10 | 1 | Am. Dar | 54 | Parker St. | B-62-B | 6 | B-51 | gate: N x Ctr Hydt 8.5' | East | East | Hunter St. | 197.0' | North | South | Parker St. | 8.5'
5-0689 | 4065 | 4 | 4.5 | 2.5 | 2.5 |  | 1S2H | 1977-01-01 | 1 | Mu. |  | Paul J. Dreisbach Dr. |  | 6 | I-31 | gate S x ctr. Hdyt. 2.4' | East | 2nd hydt. | Paul J. Dreisbach Dr. | 528.3' | North |  | Edge of Rd. | 7.0'
3-0078 | 909 | 4.5 | 4.5 | 2.5 | 2.5 |  | 1S2H | 2012-09-21 | 1 | Am. Dar | 88 | Pearl St. | B-50-B | 6 | G-41 |  | East | East | Acushnet Ave. N | 21.4' | South | South | Pearl (West) | 9.2' | RV
3-0079 | 910 | 5.25 | 4.5 | 2.5 | 2.5 |  | 1S2H | 2003-01-15 | 1 | Mu. | 88 | Pearl St. | Super Centurion | 6 | G-41 | gate 2.0' N | East | East | Acushnet Ave (N) | 162.3' | South | South | Pearl St. (W) | 9.9'
5-0025 | 2218 | 4 | 4.5 | 2.5 | 2.5 |  | 1S2H | 1961-01-01 | 1 | Dar | 33 | Peckham Rd. | B-50-B | 6 |  | gate 5.9' N x Ctr Hydt | East | East | Acushnet Ave. | 20.0' |  |  |  |  | Leather
5-0026 | 2219 | 4 | 4.5 | 2.5 | 2.5 |  | 1S2H | 1961-01-01 | 1 | Dar | 41 | Peckham Rd. | B-50-B | 6 | K-1 | gate N x Ctr Hydt 10.1' | East | East | Upland St. | 568.0' |  |  |  |  | Leather
5-0055 | 4037 | 5.25 | 4.5 | 2.5 | 2.5 |  | 1S2H | 1998-04-13 | 1 |  |  | Pequot St. |  | 6 |  |  | East | East | Tobey St. | 20.0' | North | South | Pequot St. |  | Leather
5-0629 | 1573 | 1 | 4.5 | 2.5 | 2.5 |  | 1S2H | 1981-12-06 | 1 | Dar (used) | 67 | Perry St. |  |  | J-26 |  | East | East | Acushnet Ave. | 5.5' | North | South | Perry St | 8.8'
4-0046 | 1367 | 5.25 | 4.5 | 2.5 | 2.5 |  | 1S2H | 2003-01-01 | 1 | Mu. | 70 | Phillips Ave. | Super Centurion | 6 | J-26 | gate N x Hydt 7.9' | East | East | Belleville Ave. | 185.0' | North | South | Phillips Ave. | 8.6'
5-0262 | 3832 | 5 | 4.5 | 2.5 | 2.5 |  | 1S2H | 1985-07-31 | 1 | Dar | 46 | Phillips Rd. | post | 6 |  | gate 4.0' North | East | East | Acushnet Ave. | 236.0' | North | South | Phillips Rd. | 9.0' | Rubber
5-0284 | 2001 | 4 | 4.5 | 2.5 | 2.5 |  | 1S2H | 1960-01-01 | 1 | Dar | 47 | Phillips Rd. | B-50-B | 6 | K-12 | Gate N x Ctr. Of Hydt. 22.3' | East | East | Church St. | 13.6' | On | South | Phillips Rd.
5-0286 | 2004 | 5.25 | 4.5 | 2.5 | 2.5 |  | 1S2H | 1995-01-27 | 1 | Am. Dar | 45 | Phillips Rd. | B-26-B | 6 |  | W x W line Staron St. Gat N x Ctr. Of Hydt. 3.6' | East | East | Church St. | 461.5' | North | South | Phillips Rd. | 13.9'
2-0032 | 745 | 2 | 4.5 | 2.5 | 2.5 |  | 1S2H | 1978-01-01 | 1 | Dar Am. |  | Pier 3 & 4 | Mech Joint |  | G-43 | Gate 4.6' | East | East | Bulkhead (WS) | 178.0' | South | North | Bulkhead (NS) | 36.5'
2-0033 | 744 | 2 | 4.5 | 2.5 | 2.5 |  | 1S2H | 1978-01-01 | 1 | Dar Am. |  | Pier 3 & 4 | Mech Joint |  | G-43 | Gate 25.8' NW | East | East | Bulkhead (WS) | 350.0' | South | North | Bulkhead (NS) | 40.5'
No ID # |  |  | 4.5 | 2.5 | 2.5 |  | 1S2H | 1978-01-01 | 1 |  |  | Pier 3 & 4 | Flush |  |  | Meter Pit E Bulkhead (jog) 82.5' NxS Bulkhead 11.0' | East |  | Bulkhead (jog) | 82.5' | North | South | Bulkhead | 3.8'
5-0190 | 2109 | 4 | 4.5 | 2.5 | 2.5 |  | 1S2H | 1965-01-01 | 1 | Dar | 42 | Pine Hill Ct. | B-50-B | 6 | K-8 | gate 3.5' | East | East | Pine Hill Dr. | 126.9' | North | South | Pine Hill Ct. | 15.0' | Leather
5-0177 | 2118 | 4 | 4.5 | 2.5 | 2.5 |  | 1S2H | 1965-01-14 | 1 | Dar | 42 | Pine Hill Dr | B-50-B | 6 | K-8 | gate 4.5' | East | East | Long View Rd. | 374.0' | North | South | Pine Hill Dr. | 6.5' | Leather
2-0115 | 3624 | 5.25 | 4.5 | 2.5 | 2.5 |  | 1S2H | 2001-05-07 | 1 | Am. Dar |  | Pine St. | B-62-B | 6 | G-46 | Gate 3.0 ExHydt. | East | East | Macarthur Dr | 212.5' | North | South | Pine St. | 4.0'
5-0496 | 3718 | 6 | 5 | 5 | 2.5 |  | 2S1H | 1959-01-01 | 1 | Chapman | 65 | Plainville Rd. | Post | 6 | K-19 | 6" gate in fron N from C of hyd. 4.7' Inside Airport Fence 7th Hydt Ex Shawmut Ave. | East | East | LeBoeuf St | 870.6' | North | South | Plainville Rd. | 4.2' | Rubber
5-0497 | 3763 | 5 | 5 | 5 | 2.5 |  | 2S1H | 1910-01-01 | 1 | Chapman | 55 | Plainville Rd. | Post | 6 | K-19 | 6" gate in front 6.7' gth Hydt. Ex Shawmut Ave (Note Inside Airport Fence) | East | East | LeBoeuf St | 775.6' | South | North | Plainville Rd. | 1.5' | Rubber
5-0501 | 3713 | 4 | 4.5 | 2.5 | 2.5 |  | 1S2H | 1895-01-01 | 1 | Dar | 61 | Plainville Rd. | Post | 6 | K-20 | 2nd Hydt Ex Shawmut Ave. P129 (Inside Airport Fence) | East | East | Shawmut Ave. | 1136.8' | North | South | Plainville Rd. | 7.0' | Babbitt
2-0284 | 505 | 4 | 4.5 | 2.5 | 2.5 |  | 1S2H | 1923-01-01 | 1 | Dar | 53 | Plymouth St. | post | 6 | G-54 | E x E Reed St. 32.2' | East | East | Reed St. | 25.0' | North | South | Plymouth St. | 8.4' | Leather
2-0285 | 506 | 5 | 5 | 5 | 2.5 |  | 2S1H | 1911-01-01 | 1 | Chapman | 54 | Plymouth St. | post | 6 | C-54 |  | East | East | Brownell St. | 202.7 | North | South | Plymouth St. | 7.8' | Rubber
3-0075 |  | 5.25 | 4.5 | 2.5 | 2.5 |  | 1S2H | 2001-10-10 | 1 | Am. Dar | 90 | Pope St. | B-62-B | 6 | G-41 |  | East | East | Acushnet Ave. | 4.8' | North | South | Pope St. | 8.4'
1-0312 | 115 | 5.25 | 4.5 | 2.5 | 2.5 |  | 1S2H | 2002-05-23 | 1 | Mu. | 75 | Portland St. | Super Centurion | 6 |  | Gate N x Hydt 2.0' | East | East | W. Rodney Fr. Blvd. | 382.0' | North | South | Portland St. | 9.0'
1-0343 | 102 | 4.5 | 4.5 | 2.5 | 2.5 |  | 1S2H | 2008-03-12 | 1 | Dar | 80 | Portland St. | B-62-B | 6 |  |  | East | East | Belmont St. | 38.0' | North | South | Portland St. | 9.0'
2-0538 | 393 | 4 | 4.5 | 2.5 | 2.5 |  | 1S2H | 1968-01-01 | 1 | Dar |  | Potomska St. | B-50-B MJ |  | G-46 | Gate 5.2' | East | East | Front St. | 67.3' | North | South | Potomska St. | 6.5'
3-0447 | 1098 | 5.25 | 4.5 | 2.5 | 2.5 |  | 1S2H | 2000-04-19 | 1 | Mu. |  | Potter St. | Super Centurion | 6 | B-79 | Gate 14.8' | East | East | Oakland St. | 31.8' | North | South | Potter St. | 2.0'
3-0452 | 1100 | 5.25 | 4.5 | 2.5 | 2.5 |  | 1S2H | 2009-12-30 | 1 | Am. Dar | 38 | Potter St. | B-52-B | 6 | B-79 | Gate N x Hydt 16.2' | East | East | Turner St. | 120.0' | North | South | Potter St. | 3.0'
5-0596 | 1539 | 5 | 4.5 | 2.5 | 2.5 |  | 1S2H | 2004-01-01 | 1 | Chapman | 68 | Princeton St. | Post | 6 | J-25 |  | East | East | Concord St. | 245.6' | North | South | Princeton St. | 8.8' | Rubber
5-0778 | 3672 | 4 | 4.5 | 2.5 | 2.5 |  | 1S2H | 1971-01-01 | 1 | Dar | 56 | Princeton St. | B-50-B Am | 6 | I-36 | Relocated W x 12.0' Gate set 12.0' E x Hydt | East | East | Church St. | 297.0' | North | South | Princeton St. | 8.0'
2-0290 | 523 | 5 | 5 | 5 | 2.5 |  | 2S1H | 1908-01-01 | 1 | Chapman | 53 | Priscilla St. | Post | 6 | C-54 |  | East | East | Brigham St. | 5.2' | North | South | Priscilla St. | 6.4' | Rubber
5-0656 | 3667 | 5.25 | 4.5 | 2.5 | 2.5 |  | 1S2H | 2006-07-31 | 1 | Mu. | 66 | Query St. | Super Centurion | 6 | J-26 | Gate 3.0' W x Hydt | East | East | Acushnet Ave. | 305.0' | North | South | Query St. | 8.5'
5-0796 | 3827 | 4 | 4.5 | 2.5 | 2.5 |  | 1S2H | 2002-02-13 | 1 | Am. Dar |  | Query St. | B-62-B | 6 | I-36 | Gate W x Hydt 4.0' | East | East | Edison St. | 118.1' | North | South | Query St. | 9.3'
5-0720 | 1725 | 4 | 4.5 | 2.5 | 2.5 |  | 1S2H | 1929-01-01 | 1 | Dar | 51 | Rayno St. | Post | 6 | I-34 | W from telephone line on ES Mt. Pleasant | East | West | Mt. Pleasant St. | 21.0' | North | South | Rayno St. | 5.0' | Leather
1-0004 | 330 | 3 | 4.5 | 2.5 | 2.5 |  | 1S2H | 1981-09-02 | 1 | APS200 | 82 | Rivet St. | H200 QB MJ |  | E-65 | gate 5.3' | East | East | Bolton St. (N) | 47.2' | North | South | Rivet St. | 8.2'
3-0209 | 953 | 4 | 4.5 | 2.5 | 2.5 |  | 1S2H | 1922-01-01 | 1 | Dar | 43 | Robeson St. | Post | 6 | A-58 |  | East | East | Caroline St. | 8.4' | North | South | Robeson St. | 5.3' | Leather
3-0213 | 963 | 5.25 | 4.5 | 2.5 | 2.5 |  | 1S2H | 2012-09-18 | 1 | Am. Dar | 46 | Robeson St. | B-62-B | 6 | A-58 |  | East | East | Cedar St. | 6.3' | North | South | Robeson St. | 7.0'
1-0031 | 863 | 5 | 4.5 | 2.5 | 2.5 |  | 2S1H | 1995-01-01 | 1 | US | 73 | Rockdale Ave. | Metropolitan | 6 | E-66 |  | East | East | Dartmouth St. | 20.1' | North | South | Rockdale Ave. | 11.0' | Rubber
1-0035 | 3612 | 5.25 | 4.5 | 2.5 | 2.5 |  | 1S2H | 2009-02-27 | 1 | Am. Dar. | 85 | Rockdale Ave. | B-62-B | 6 | E-66 | gate NxCty Hydt 11.4' | East | East | Bolton St. | 176.7' | North | South | Rockdale Ave. | 10.2'
1-0354 |  | 5.5 | 4.5 | 2.5 | 2.5 |  | 1S2H | 1980-01-01 | 1 | US |  | Rockland St. | Metropolitan | 6 |  |  | East | East | Bolton St. | 67.0' | North | South | Rockland St. | 6.0'
2-0030 | 738 | 5.25 | 4.5 | 2.5 | 2.5 |  | 1S2H | 2001-04-17 | 1 | Am. Dar | 83 | Rodman St. | B-62-B | 6 | G-43 | gate 5.6' NxHydt | East | East | Water St. | 25.6' | North | South | Rodman St. | 10.6'
1-0188 | 235 | 5.25 | 4.5 | 2.5 | 2.5 |  | 1S2H | 2002-02-04 | 1 | Mu. | 83 | Rodney St. | Super Centurion | 6 | H-70 | gate: WxHydt 2.0' | East | East | Cleveland St. (s) | 16.2' | South | North | Rodney St. | 8.0'
5-0252 | 2051 | 4.5 | 4.5 | 2.5 | 2.5 |  | 1S2H | 1985-07-31 | 1 | Am. Dar |  | Rounseville St. | B-50-B | 6 |  |  | East | Hydt | Bartlett St. | 833.0' | North | South | Rounseville St.
5-0837 | 4015 | 4.5 | 4.5 | 2.5 | 2.5 |  | 1S2H | 1985-07-31 | 1 | Am. Dar |  | Rounseville St. | B-50-B | 6 |  |  | East | Hydt | Bartlett St. | 388.0' | North | South | Rounseville St.
3-0416 | 936 | 4 | 4.5 | 2.5 | 2.5 |  | 1S2H | 1960-01-01 | 1 | Dar | 57 | Ruggles St. | B-50-B | 6 | B-79 |  | East | East | Rockdale Ave. | 219.5' | North | South | Ruggles St. | 9.0'
3-0431 | 3557 | 4.5 | 4.5 | 2.5 | 2.5 |  | 1S2H | 1987-08-20 | 1 | Am. Dar |  | Ruggles St. | B-50-B QF |  |  |  | East | East | Summit St. | 215.0' | North | South | Ruggles St. | 4.0'
2-0292 | 489 | 4 | 4.5 | 2.5 | 2.5 |  | 1S2H | 1922-01-01 | 1 | Dar | 51 | Ryan St. | Post |  | C-54 |  | East | East | Rockdale Ave. | 4.7' | North | South | Ryan St. | 8.9' | Leather
1-0016 | 3885 | 4.5 | 4.5 | 2.5 | 2.5 |  | 1S2H | 1985-09-29 | 1 | Dar Am. | 71 | Sagamore St. | B-50-B QF | 6 | E-65 |  | East | East | Dartmouth St. | 7.5' | North | South | Sagamore St. | 8.5'
1-0018 | 3887 | 4 | 4.5 | 2.5 | 2.5 |  | 1S2H | 1929-01-01 | 1 | Dar | 79 | Sagamore St. | Post | 6 | E-65 | Gate 8.9' p.23 | East | East | Hemlock St. | 269.7' | North | South | Sagamore St. | 7.6' | Leather
5-0063 | 2237 | 4 | 4.5 | 2.5 | 2.5 |  | 1S2H | 1979-01-01 | 1 | Dar Am. | 51 | Sassaquin Ave |  |  | K-2 | gate 7.0' | East | East | Oak St. | 50.0'
5-0066 | 2189 | 5 | 4.5 | 2.5 | 2.5 |  | 2S1H | 1949-01-01 | 1 | Chapman | 51 | Sassaquin Ave |  | 6 | K-2 | gate 4.0' E x Ctr Hydt | East | R. Angle Turn opp | Morton Ave. | 100.0' | South | North | Sassaquin Ave | 5.0' | Rubber
3-0365 | 1173 | 5.25 | 4.5 | 2.5 | 2.5 |  | 1S2H | 2008-05-30 | 1 | Am. Dar | 55 | Sawyer St. | B-62-B | 6 | B-76 |  | East | East | Rockdale Ave. | 339.0' | North | South | Sawyer St. | 9.0'
4-0088 | 1258 | 4.625 | 4.5 | 2.5 | 2.5 |  | 1S2H | 1991-09-09 | 1 | Smith | 70 | Sawyer St. | H200 QB | 6 | J-30 | gate 6.9' SE Cor Sawyer St. | East | East | Front St. | 20.0' | North | South | Sawyer St. | 8.0'
4-0091 | 1265 | 5 | 4.5 | 2.5 | 2.5 |  | 2S1H | 1996-01-01 | 1 | Chapman | 72 | Sawyer St. | post | 6 | J-30 | gate 3.2' | East | East | Mitchell St. | 163.0' | South | North | Sawyer St. | 7.8' | Rubber
4-0092 | 1268 | 5.25 | 4.5 | 2.5 | 2.5 |  | 1S2H | 1997-10-03 | 1 | Mu. | 74 | Sawyer St. | Super Centurion | 6 | J-30 | gate 4.6' | East | East | Mitchell St. | 419.0' | North | South | Sawyer St. | 6.8'
4-0093 | 1269 | 4.625 | 4.5 | 2.5 | 2.5 |  | 1S2H | 1978-02-15 | 1 | Smith | 75 | Sawyer St. | H200 QB | 6 | J-30 |  | East | East | Mitchell St. | 544.0'
4-0094 | 1270 | 4.5 | 4.5 | 2.5 | 2.5 |  | 1S2H | 1996-01-01 | 1 | Am. Dar | 75 | Sawyer St. | B-50-B Traffic Type |  | J-30 | ExE Line Mill Office (Soule) | East | East | Mitchell St. | 690.0' | North | Street | Sawyer St. | 4.0'
4-0192 | 1229 | 5.25 | 4.5 | 2.5 | 2.5 |  | 1S2H | 2004-01-08 | 1 | Mu. | 40 | Sawyer St. | Super Centurion |  | I-40 | gate N x Hydt 8.0' | East | East | Summer St. | 6.0' | North | South | Sawyer St. | 7.6'
4-0193 | 1230 | 5.25 | 4.5 | 2.5 | 2.5 |  | 1S2H | 2004-01-08 | 1 | Mu. | 53 | Sawyer St. | Super Centurion |  | I-40 |  | East | East | Myrtle St. | 4.2' | North | South | Sawyer St. | 15.1'
4-0290 |  | 5.25 | 4.5 | 2.5 | 2.5 |  | 1S2H | 2004-08-01 | 1 | Mu |  | Sawyer St. |  |  | I-40 | gate N x Hydt 2.6' | East | East | Mt. Pleasant St. | 15.4' | North | South | Sawyer St. | 15.4'
2-0049 | 88 | 5.25 | 4.5 | 2.5 | 2.5 |  | 1S2H | 2008-09-23 | 1 | Am Dar |  | School St. |  | 6 | G-43 | gate 26.8' | East | East | Second St. | 152.8' | North | South | School St. | 6.0'
3-0070 | 998 | 1 | 4.5 | 2.5 | 2.5 |  | 1S2H | 1979-01-01 | 1 | Dar. Am. (used) | 87 | Seneca St, |  |  | G-41 | SE cor Acushnet Ave. | East | East | Acushnet Ave. | 4.2' | North | South | Seneca St. | 4.6'
3-0071 | 997 | 5 | 4.5 | 2.5 | 2.5 |  | 2S1H | 1988-01-01 | 1 | Chapman | 90 | Seneca St, | Post | 6 | G-41 |  | East | East | Acushnet Ave. | 264.8' | South | North | Seneca St. | 9.7' | Rubber
1-0317 | 121 | 4 | 4.5 | 2.5 | 2.5 |  | 1S2H | 2014-12-01 | 1 | Dar | 85 | Seymour St. | B-50-B | 6 | H-74 | 8" main, El. - 10' - H 89#,gate 3.2' | East | East | Rod. Fr. Blvd. (W) | 13.3' | North | South | Seymour St. | 11.1' | Leather
1-0318 | 120 | 4 | 4.5 | 2.5 | 2.5 |  | 1S2H | 1983-01-01 | 1 | Dar | 81 | Seymour St. | post | 6 | H-74 | 8" main, El. - 20.3' - H 85# | East | East | Rod. Fr. Blvd (W) | 298.4' | North | South | Seymour St. | 11.3' | Leather
5-0008 | 2213 | 4 | 4.5 | 2.5 | 2.5 |  | 1S2H | 1970-01-01 | 1 | Dar | 32 | Sharon St. | B-50-B | 5 | K-1 |  | East |  | Upland St. | 342.8
5-0603 | 1548 | 4.5 | 4.5 | 2.5 | 2.5 |  | 1S2H | 1990-07-17 | 1 | Am. Dar | 65 | Shaw St. | B-50-B | 6 | J-25 |  | East | East | Concord St. | 128.0' | North | South | Shaw St. | 8.0'
5-0650 | 1551 | 5.25 | 4.5 | 2.5 | 2.5 |  | 1S2H | 2006-10-30 | 1 | Mu. | 65 | Shaw St. | Super Centurion | 6 | J-26 | gate Ex Hydt 4.8' | East | East | Acushnet Ave. | 295.0' | North | South | Shaw St. | 8.5'
5-0786 | 1521 | 5.25 | 4.5 | 2.5 | 2.5 |  | 1S2H | 2010-11-02 | 1 | Am. Dar |  | Shaw St. | B-62-B |  | I-36 | gate 2.0'N | East | East | Church St. | 263.0'
3-0240 | 876 | 4.5 | 4.5 | 2.5 | 2.5 |  | 2S1H | 1990-10-01 | 1 | Am. Dar | 45 | Smith St. | B-50-B | 6 | A-59 |  | East | East | Shawmut Ave. | 2.1' | North | South | Smith St. | 6.5'
2-0129 | 383 | 6 | 4.5 | 2.5 | 2.5 |  | 1S2H | 1968-01-01 | 1 | Dar |  | South St. | B-50-B | Mech | G-46 | gate 6.3' | East | East | MacArthur Dr. | 205.0' | North | South | South St. | 7.7'
2-0130 | 384 | 4 | 4.5 | 2.5 | 2.5 |  | 1S2H | 1968-01-01 | 1 | Dar |  | South St. | B-50-B MJ |  | G-46 | gate 5.7' | East | East | MacArthur Dr. | 456.0' | North | South | South St. | 7.5'
2-0132 |  | 4 | 4.5 | 2.5 | 2.5 |  | 1S2H | 1970-01-01 | 1 | Dar |  | South St. | B-50-B MJ | 6 | G-46 | gate 4.0' W x Hydt. Relocated 1972 | East | East | Hassey St. | 286.5' | South | North | South St. | 33.0'
2-0503 | 457 | 4 | 4.5 | 2.5 | 2.5 |  | 1S2H | 1968-01-01 | 1 | Dar | 85 | South St. | B-50-B | 6 | D-63 | gate 5.3', WxW County St. 370.7' | East | East | Crapo St. | 357.0' | North | South | South St. | 9.0' | Rubber
2-0016 | 646 | 1 | 4.5 | 2.5 | 2.5 |  | 1S2H | 1979-01-01 | 1 | Mu107 | 69 | Spring St. | MJ |  | G-42 | gate 9.3' SE cor Pleasant St. | East | East | Pleasant St. | 13.3' | North | South | Spring St. | 9.5'
3-0020 | 1126 | 4 | 4.5 | 2.5 | 2.5 |  | 1S2H | 1976-01-14 | 1 | Mu |  | SS Penniman St. | MJ | 6 | I-40 | Gate 3.7' N | East | East | Reynolds St. | 13.0' | North | South | Penniman St. | 6.4'
4-0148 | 1323 | 4 | 4.5 | 2.5 | 2.5 |  | 1S2H | 1969-01-01 | 1 | Dar |  | SS Phillips Ave. | B-50-B | 6 | I-37 | gate 9.2' | East | East | Oneko Lane | 119.0' | North | South | Phillips Ave. | 7.8'
5-0078 | 3652 | 4 | 4.5 | 2.5 | 2.5 |  | 1S2H | 1970-01-01 | 1 | Dar |  | SS Poplar Rd. | B-50-B |  | K-3 | Gate 4.5' E x E Briarwood Dr. 568.0' | East | East | Garrison Rd. | 265.0' | North | South | Poplar Rd. | 5.0'
3-0427 | 1092 | 4 | 4.5 | 2.5 | 2.5 |  | 1S2H | 1971-01-01 | 1 | Dar |  | SS Potter St. | B-50-B | 6 | B-79 | gate 12.3' | East | East | Rowe St. | 368.0' | North | South | Potter St. | 14.5' | BLV
5-0595 | 1538 | 4 | 4.5 | 2.5 | 2.5 |  | 1S2H | 2001-10-17 | 1 | Am. Dar | 62 | SS Princeton St. | B-50-B |  | J-25 | gate | East | East | Arlington St. | 225.0' |  |  |  |  | OPB
2-0512 | 364 | 5.25 | 4.5 | 2.5 | 2.5 |  | 1S2H | 1995-06-01 | 1 | Am. Dar. |  | SS Rockland St. |  |  |  | gate 6.5' | East | East | Hall St. | 2.1' | North | South | Rockland St. | 6.0'
4-0165 | 1237 | 4 | 4.5 | 2.5 | 2.5 |  | 1S2H | 1977-01-01 | 1 | Am. Dar | 75 | SS Sawyer St. | B-50-B | 6 | I-38 | poured joint | East | West | Brook St. | 0.5' | North | South | Sawyer St. | 8.5'
4-0227 | 1187 | 2 | 4.5 | 2.5 | 2.5 |  | 1S2H | 1980-01-01 | 1 | Dar Am. | 30 | SS Sawyer St. | MJ |  | A-57 | gate 5.2' | East | East | Highland St. | 201.8' | North | South | Sawyer St. | 8.5'
4-0280 | 1204 | 4 | 4.5 | 2.5 | 2.5 |  | 1S2H | 1973-01-01 | 1 | Dar Am. |  | SS Shirley St. (S) | B-50-B | 6 | B-78 | gate 4.5' | East | East | Ayer St. | 46.0' | North | South | Shirley St. | 6.0'
2-0502 | 455 | 5.25 | 4.5 | 2.5 | 2.5 |  | 1S2H | 1995-06-01 | 1 | Am. Dar |  | SS South St. |  |  |  | gate 8.9' | East | East | Crapo St. | 5.3' | North | South | South St. | 8.3'
2-0523 | 343 | 5.25 | 4.5 | 2.5 | 2.5 |  | 1S2H | 1995-08-01 | 1 | Mu. |  | SS Spooner St. |  |  |  | gate 8' | East | East | Dartmouth St. | 11.3' | North | South | Spooner St. | 9.4'
5-0364 | 1894 | 4 | 4.5 | 2.5 | 2.5 |  | 1S2H | 1907-01-01 | 1 | Dar |  | SS Stratford St. | B-50-B | 6 | K-14 |  | East | East | Jocelyn St. | 71.5' | North | South | Stratford St. | 8.0' | BLV
3-0271 | 3577 | 4 | 4.5 | 2.5 | 2.5 |  | 1S2H | 1976-04-16 | 1 | Mu |  | Summer St. | MJ | 6 | D-61 | gate 4.0' E | East | West | Summer St. | 6.0' | South | South | Locust St. | 3.4' | BLV
5-0851 | 3987 | 5.25 | 4.5 | 2.5 | 2.5 |  | 1S2H | 2002-06-25 | 1 | Mu. |  | Sunset Way | Super Centurion | 6 |  |  | East | East | Acushnet Ave. | 310.0' | North | South | Sunset Way | 14.0'
1-0009 | 325 | 5 | 4.5 | 2.5 | 2.5 |  | 2S1H | 1994-01-01 | 1 | Chapman | 70 | Swift St. | Post | 6 | E-65 |  | East | East | Dartmouth St. | 229.0' | North | South | Swift St. | 8.7' | Babbitt
3-0215 | 952 | 1 | 4.5 | 2.5 | 2.5 |  | 1S2H | 1985-12-07 | 1 | Am Dar |  | Sylvester St. | B-50-B | 6 | A-58 | gate 3.0' N x Ctr hydt | East | East | Caroline St. | 13.0' | North | South | Sylvester St. | 8.0'
5-0619 | 1633 | 4 | 4.5 | 2.5 | 2.5 |  | 1S2H | 1920-01-01 | 1 | Dar | 70 | Sylvia St. | Post | 6 | J-26 |  | East | East | Acushnet Ave. | 16.5' | North | South | Sylvia St. | 9.2' | Leather
2-0296 | 519 | 4 | 4.5 | 2.5 | 2.5 |  | 1S2H | 1926-01-01 | 1 | Dar | 55 | Taber St. | Post | 6 | C-54 |  | East | East | Brigham St. | 13.5' | North | South | Taber St. | 8.8' | Leather
2-0298 | 551 | 5.25 | 4.5 | 2.5 | 2.5 |  | 1S2H | 2008-10-28 | 1 | Mu. | 57 | Taber St. | Super Centurion | 6 |  | gate 3.0' N WxW Line Page St. 405.7' | East | East | West St. | 206.0' | North | South | Taber St. | 22.0'
5-0330 | 3726 | 4 | 4.5 | 2.5 | 2.5 |  | 1S2H | 1921-01-01 | 1 | Dar | 48 | Tacoma St. | Post | 6 | K-13 |  | East | East | Wildwood Rd. | 20.5' | North | South | Tacoma St. | 8.5' | Leather
5-0332 | 1969 | 4 | 4.5 | 2.5 | 2.5 |  | 1S2H | 1920-01-01 | 1 | Dar | 50 | Tacoma St. | Post | 6 |  |  | East | East | Ashley Blvd. | 6.8' | North | South | Tacoma St. | 9.0' | Leather
4-0073 | 3669 | 4 | 4.5 | 2.5 | 2.5 |  | 1S2H | 1920-01-01 | 1 | Dar | 75 | Tallman St. | post | 6 | J-29 | gate 6.3' | East | East | Ashley Blvd. | 188.8' | North | South | Tallman St. | 9.0' | Leather
4-0161 | 1238 | 4.625 | 4.5 | 2.5 | 2.5 |  | 1S2H | 1992-03-10 | 1 | APS200 | 71 | Tallman St. | H200 QB | 6 | I-38 | gate NxHydt 5.8' | East | East | Brook St. | 3.5' | North | South | Tallman St. | 7.0'
5-0525 | 1781 | 4 | 4.5 | 2.5 | 2.5 |  | 1S2H | 2002-01-01 | 1 | Dar Am. | 57 | Tarkiln Hill Rd. | B-50-B | 6 | J-24 | gate 8.7' | East | East | Ashley Blvd. | 9.5' | North | South | Tarkiln Hill Rd. | 9.5'
5-0526 | 1661 | 5.25 | 4.5 | 2.5 | 2.5 |  | 1S2H | 2014-03-07 | 1 | Am. Dar | 65 | Tarkiln Hill Rd. | B-62-B |  | K-24 | Gate N x Ctr Hydt 5.4' | East | East | Somerset St. | 62.0' | East | South | Tarkiln Hill Rd. | 10.0'
5-0550 | 1696 | 4.5 | 4.5 | 2.5 | 2.5 |  | 1S2H | 1990-06-19 | 1 | Am. Dar | 66 | Tarkiln Hill Rd. | B-50-B | 6 | J-24 | gate 2.9' | East | West | Yates St. | 18.0' | North | South | Tarkiln Hill Rd. | 13.6'
5-0733 | 1776 | 5.25 | 4.5 | 2.5 | 2.5 |  | 1S2H | 1992-12-04 | 1 | Mu. | 42 | Tarkiln Hill Rd. | Super Centurion | 6 | I-35 |  | East | East | Prescott St. | 100.0' | North | South | Tarkiln Hill Rd. | 6.9'
5-0450 | 1851 | 5 | 4.5 | 2.5 | 2.5 |  | 2S1H | 2010-01-01 | 1 | Chapman | 75 | Tarkiln Rd. | post | 6 | K-16 | 6" gate in front N from C of hydt 2.5' | East | West | Mill Rd. | 14.0' | North | South | Tarkiln Hill Rd. | 7.5' | Rubber
3-0373 | 929 | 4 | 4.5 | 2.5 | 2.5 |  | 1S2H | 1961-01-01 | 1 | Dar | 53 | Templeton St. | B-50-B | 6 | B-77 |  | East | East | Cornell St. | 177.9' |  |  |  |  | Leather
5-0278 | 1922 | 4 | 4.5 | 2.5 | 2.5 |  | 1S2H | 1956-01-01 | 1 | Dar | 58 | Terry Lane |  | 6 | K-11 |  | East | East | Acushnet Ave. | 774.0' | North | South | Terry Lane | 5.0' | Leather
5-0279 | 1921 | 4 | 4.5 | 2.5 | 2.5 |  | 1S2H | 1981-01-01 | 1 | APS200 | 58 | Terry Lane | H200 QB | 6 | K-11 | gate 3.2' | East | East | Acushnet Ave. | 1546.0' | North | South | Terry Lane | 1.6'
2-0525 | 3749 | 5.25 | 4.5 | 2.5 | 2.5 |  | 1S2H | 1995-05-31 | 1 | Am. Dar | 69 | Thompson St, | B-62-B | 6 | E-65 |  | East | East | Dartmouth St. | 6.2' | North | South | Thompson St. | 8.9'
2-0526 | 3750 | 5 | 4.5 | 2.5 | 2.5 |  | 2S | 1984-01-01 | 1 | Chapman | 75 | Thompson St, | Post | 6 | E-65 |  | East | East | Bourne St. | 2.1' | North | South | Thompson St. | 9.2' | Babbitt
5-0015 | 2204 | 4.5 | 4.5 | 2.5 | 2.5 |  | 1S2H | 1991-12-01 | 1 | Mu. |  | Throndike St. | Super Centurion | 6 | K-1 |  | East | East | Upland St. | 395.0'
5-0057 | 2230 | 4 | 4.5 | 2.5 | 2.5 |  | 1S2H | 1950-01-01 | 1 | Dar | 50 | Thrush St. | one piece barrel | 6 | K-2 |  | East | South | Cardinal St. | 120.0' | West | East | Thrush St. | 5.0' | Leather
3-0220 | 945 | 5.25 | 4.5 | 2.5 | 2.5 |  | 1S2H | 1992-04-10 | 1 | Mu. |  | Tilton St. | super centurion | 6 |  |  | East | East | Caroline St. | 180.0'
5-0084 | 3650 | 4 | 4.5 | 2.5 | 2.5 |  | 1S2H | 1972-01-01 | 1 | Dar |  | Timberlane Rd. | B-50-B | 6 | K-3 | gate 5.0' | East | East | Hill Rd. | 255.6' | North | South | Timberlane Rd. | 7.5' | BLV
5-0085 | 3651 | 4 | 4.5 | 2.5 | 2.5 |  | 1S2H | 1971-01-01 | 1 | Dar |  | Timberlane Rd. | B-50-B |  | K-3 | gate 4.7' | East | East | Briarwood Dr. | 419.0' | North | Center | Hydrant | 4.7'
4-0018 | 1468 | 4 | 4.5 | 2.5 | 2.5 |  | 1S2H | 1985-01-31 | 1 | Mu107 | 63 | Tinkham St. | MJ |  | J-26 |  | East | East | Acushnet Ave. | 239.0'
4-0019 | 1475 | 4 | 4.5 | 2.5 | 2.5 |  | 1S2H | 1926-01-01 | 1 | Dar | 67 | Tinkham St. | post | 6 | J-26 | gate 4.7' | East | East | Madeira Ave. | 105.2' | North | South | Tinkham St. | 9.6' | Leather
5-0021 | 2214 | 4 | 4.5 | 2.5 | 2.5 |  | 1S2H | 1958-01-01 | 1 | Dar | 33 | Tobey St. | B-50-B | 6 | K-1 |  | East |  | Acushnet Ave. | 305.0' |  |  |  |  | Leather
5-0022 | 2215 | 4 | 4.5 | 2.5 | 2.5 |  | 1S2H | 1958-01-01 | 1 | Dar | 34 | Tobey St. | B-50-B | 6 | K-1 |  | East |  | Upland St. | 120.0' |  |  |  |  | Leather
5-0023 | 2216 | 4 | 4.5 | 2.5 | 2.5 |  | 1S2H | 1959-01-01 | 1 | Dar | 34 | Tobey St. | B-50-B one piece barrel | 6 | K-1 |  | East | East | Upland St. | 537.2' |  |  |  |  | Leather
4-0228 | 1200 | 4 | 4.5 | 2.5 | 2.5 |  | 1S2H | 1954-01-01 | 1 | Dar | 34 | Townsend St. | one piece barrel | 6 | A-57 |  | East | East | Shawmut Ave. | 159.0' | North | South | Townsend St. | 9.0' | LV
5-0520 | 3845 | 4.5 | 4.5 | 2.5 | 2.5 |  | 1S2H | 2008-09-24 | 1 | Am. Dar. | 75 | Truro St. | B-62-B | 6 | J-23 |  | East | East | Belleville Ave. | 177.0' | North | South | Truro St. | 8.4'
2-0038 | 78 | 4 | 4.5 | 2.5 | 2.5 |  | 1S2H | 1969-01-01 | 1 | Dar |  | Union St. | B-50-B MJ |  | G-43 | gate 23.5' | East | East | Second St. | 87.0' | North | South | Union St. | 5.0'
2-0241 | 601 | 5.25 | 4.5 | 2.5 | 2.5 |  | 1S2H | 1999-04-19 | 1 | Dar | 50 | Union St. | B-62-B | 6 | C-54 |  | East | East | Rockdale Ave. | 13.0' | North | South | Union St. | 7.6'
2-0243 | 25 | 4 | 4.5 | 2.5 | 2.5 |  | 1S2H | 1996-08-13 | 1 | Mu |  | Union St. | QB MJ |  | C-54 | gate 4.0' N | East | East | Rotch St. | 5.6' | North | South | Union St. | 10.5' | RV
4-0258 | 1290 | 4.625 | 4.5 | 2.5 | 2.5 |  | 1S2H | 1985-11-02 | 1 | Smith |  | Upton St. | H200 QB | 6 | B-78 | gate 8.0' | East | East | Shirley St. | 200.0' | North | South | Upton St. | 7.0'
1-0278 | 3897 | 2 | 4.5 | 2.5 | 2.5 |  | 1S2H | 1980-01-01 | 1 | Dar Am. | 86 | Valentine St. | MJ |  | H-73 | SE cor Rodney Fr Blvd (W) | East | East | West Rodney French Blvd | 4.3' | North | South | Valentine St. | 8.7'
3-0376 | 930 | 4 | 4.5 | 2.5 | 2.5 |  | 1S2H | 1960-01-01 | 1 | Dar | 54 | Valerie St. | B-50-B | 6 | B-77 |  | East | East | Cornell St. | 178.5'
4-0177 | 1317 | 5.25 | 4.5 | 2.5 | 2.5 |  | 1S2H | 1993-05-10 | 1 | Mu. |  | Van Buren St. | Super Centurion | 6 | I-39 | gate N x Hydt 5.0' | East | East | Mt. Pleasant St. | 14.9' | North | South | Van Buren St. | 9.4'
5-0273 | 1975 | 5.25 | 4.5 | 2.5 | 2.5 |  | 1S2H | 2007-11-02 | 1 | Mu. | 56 | Victoria St. | Super Centurion | 6 | K-11 |  | East | West | Monson St. | 17.7' | North | South | Victoria St. | 8.9'
5-0274 | 1974 | 3 | 4.5 | 2.5 | 2.5 |  | 1S2H | 1981-11-02 | 1 | APS200 | 56 | Victoria St. | H200 QB MJ |  | K-11 | gate 6.6' | East | East | Monson St. | 412.0' | North | South | Victoria St. | 15.5'
2-0023 | 653 | 4 | 4.5 | 2.5 | 2.5 |  | 1S2H | 1924-01-01 | 1 | Dar | 69 | Walnut St. | post | 6 | G-42 | Gate 5.0' | East | East | Sixth St. | 59.0' | North | South | Walnut St. | 6.4' | Leather
2-0050 | 91 | 5.25 | 4.5 | 2.5 | 2.5 |  | 1S2H | 2012-06-29 | 1 | AM. Dar | 79 | Walnut St. | B-62-B | 6 | G-43 | gate 3.9' | East | East | Second St. | 76.8' | North | South | Walnut St. | 44.0'
3-0059 | 1165 | 5.25 | 4.5 | 2.5 | 2.5 |  | 1S2H | 2012-07-30 | 1 | Am. Dar |  | Wamsutta St. | B-62-B | 6 | G-41 |  | East | East | Purchase St. | 141.0' | North | South | Wamsutta St. | 6.8'
3-0003 | 1149 | 5.25 | 4.5 | 2.5 | 2.5 |  | 1S2H | 2001-04-06 | 1 | Am. Dar | 75 | Washburn St. | B-62-B | 6 | J-30 | gate 6.3' W | East | East | Acushnet Ave. | 8.3' | North | South | Washburn St. | 7.3'
3-0008 | 1171 | 5.25 | 4.5 | 2.5 | 2.5 |  | 1S2H | 2005-05-01 | 1 | Dar | 78 | Washburn St. | B-62-B | 6 |  |  | East | East | Belleville Ave. | 612.0' | North | South | Washburn St. | 6.0'
2-0494 | 353 | 4.625 | 4.5 | 2.5 | 2.5 |  | 1S2H | 1989-07-31 | 1 | Smith |  | Washington St. | H200 QB | Mech | D-63 |  | East | East | Dartmouth St. | 158.0' | North | South | Washington St. | 7.0'
1-0081 | 320 | 1 | 4.5 | 2.5 | 2.5 |  | 1S2H | 1982-08-09 | 1 | Mu107 | 65 | Weaver St. | #107 MJ QB |  | E-67 | gate 4.3' | East | East | Field St. | 281.3' | North | South | Weaver St. | 7.0'
5-0210 | 3642 | 4 | 4.5 | 2.5 | 2.5 |  | 1S2H | 1973-01-01 | 1 | Dar | 53 | Welby Rd. | B-50-B |  | K-9 | Gate 5.5' | East | East | Doreen St. | 4.0' | North | South | Welby Rd. | 5.5' | LV
1-0151 | 3497 | 4 | 4.5 | 2.5 | 2.5 |  | 1S2H | 1920-01-01 | 1 | Dar | 88 | Welcome St. | Post | 6 | H-69 |  | East | East | West French Ave. | 11.2' | North | South | Welcome St. | 8.0' | Leather
3-0034 | 1061 | 1 | 4.5 | 2.5 | 2.5 |  | 1S2H (used) | 1981-08-25 | 1 | Dar | 36 | Weld St. | B-50-B |  | I-40 | SE cor Mt. Pleasant St. | East | East | Mt. Pleasant St. | 4.3' | North | South | Weld St. | 8.9
5-0089 | 3971 | 4 | 4.5 | 2.5 | 2.5 |  | 1S2H | 1977-07-29 | 1 | Dar Am. | 40 | Westgate St. | B-50-B | 6 | K-3 | gate 8.4' | East | East | Barnard St. | 443.0' |  |  |  |  | Leather
5-0090 | 3972 | 4 | 4.5 | 2.5 | 2.5 |  | 1S2H | 2015-06-22 | 1 | Am Darl | 40 | Westgate St. | B-62-B |  | K-3 | gate 8.4' | East | East | Barnard St. | 1.6' | North | South | Westgate St. | 7.0'
5-0371 | 1900 | 4 | 4.5 | 2.5 | 2.5 |  | 1S2H | 1949-01-01 | 1 | Dar | 69 | Westland St. | one piece barrel | 6 | K-14 |  | East | East | Acushnet Ave. | 167.4' | North | South | Westland St. | 9.0' | Leather
5-0229 | 2082 | 4 | 4.5 | 2.5 | 2.5 |  | 1S2H | 1995-01-01 | 1 | Dar | 35 | White St. | post | 6 | K-10 |  | East |  | Acushnet Ave. | 34.1' | North | South | White St. | 6.0' | Leather
5-0230 | 2086 | 5.25 | 4.5 | 2.5 | 2.5 |  | 1S2H | 1994-06-28 | 1 | Mu. |  | White St. | Super Centurion | 6 | K-10 | gate 5.0' | East | East | Acushnet Ave. | 326.0' | North | South | White St. | 10.5'
5-0669 | 1516 | 5.25 | 4.5 | 2.5 | 2.5 |  | 1S2H | 2009-12-29 | 1 | Am. Dar | 58 | Whitman St. | B-62-B | 6 | J-26 | gate N x Hydt 4.5' | East | East | Ashley Blvd. | 289.0' | North | South | Whitman St. | 8.4'
5-0681 | 1452 | 4 | 4.5 | 2.5 | 2.5 |  | 1S2H | 1919-01-01 | 1 | Dar | 68 | Whitman St. | Post | 6 | J-28 |  | East | East | Madeira Ave. | 350.4' | North | South | Whitman St. | 9.0' | Leather
5-0683 | 1455 | 4.5 | 4.5 | 2.5 | 2.5 |  | 1S2H | 1990-08-17 | 1 | Am Dar | 70 | Whitman St. | B-50-B Traffic type | Mech. | J-28 | SW Cor Desautel Court | East | East | Hope St. | 307.8' | North | South | Whitman St. | 8.5'
5-0817 | 1490 | 4 | 4.5 | 2.5 | 2.5 |  | 1S2H | 1977-12-14 | 1 | APS200 | 60 | Whitman St. | H-200 |  | I-37 |  | East | East | Brook St. | 3.2' | North | South | Whitman St. | 8.6' | Rubber
3-0363 | 1172 | 4 | 4.5 | 2.5 | 2.5 |  | 1S2H | 1954-01-01 | 1 | Dar | 50 | Wilbur St. | BB one piece barrel | 6 | B-76 |  | East | East | Rockdale Ave. | 295.6' | North | South | Wilbur St. | 9.0' | LV
1-0275 | 199 | 5 | 5 | 5 | 2.5 |  | 2S1H | 1915-01-01 | 1 | Chapman | 86 | Willard St. | Post | 6 | H-73 |  | East | East | W. French Ave. | 2.8' | North | South | Willard St. | 8.6' | Rubber
2-0034 | 3640 | 4 | 4.5 | 2.5 | 2.5 |  | 1S2H | 1976-01-01 | 1 | Mu | 80 | William St. | Super Centurion | 6 | G-43 | gate N | East | East | Johnnycake Hill | 14.5' |  |  |  |  | Rubber
2-0148 | 716 | 4 | 4.5 | 2.5 | 2.5 |  | 1S2H | 1975-07-05 | 1 | Smith |  | William St. | H200 QB MJ |  | F-49 | gate 5.6' N | East | East | County St. | 16.6' | North | South | William St. | 6.5' | RV
2-0149 | 717 | 4 | 4.5 | 2.5 | 2.5 |  | 1S2H | 1975-07-05 | 1 | Smith |  | William St. | H200 QB MJ |  | F-49 | gate 18.8' S | East | East | Eighth St. | 14.4' | South | North | William St. | 6.8' | RV
3-0280 | 881 | 5.25 | 4.5 | 2.5 | 2.5 |  | 1S2H | 2006-07-27 | 1 | Mu. | 44 | Willis St. | Super Centurion | 6 | D-61 |  | East | East | Cedar St. | 7.0' | North | South | Willis St. | 6.5'
3-0204 | 1053 | 2 | 4.5 | 2.5 | 2.5 |  | 1S2H | 1984-06-01 | 1 | Dar Am. | 40 | Willow St. | QF MJ |  | A-58 | gate 3.5' | East | East | Caroline St. | 50.0'
3-0205 | 958 | 4 | 4.5 | 2.5 | 2.5 |  | 1S2H | 1972-01-01 | 1 | Dar Am. | 39 | Willow St. | B-50-B | 6 | A-58 | gate W x 6.6' | East | East | Shawmut Ave. | 8.0' | North | South | Willow St. | 5.8'
4-0266 | 1176 | 4 | 4.5 | 2.5 | 2.5 |  | 1S2H | 1971-01-01 | 1 | Dar |  | Wilson St. | B-50-B | 6 | B-78 | American gate 8.0' | East | East | Easton St. | 90.0' | North | South | Wilson St. | 7.5' | BLV
1-0097 | 3536 | 4 | 4.5 | 2.5 | 2.5 |  | 1S2H | 1947-01-01 | 1 | Dar | 84 | Winsor St. | QB | 6 | E-68 |  | East | East | Bonney St. | 4.0' | North | South | Winsor St. | 8.5' | Leather
1-0098 | 3537 | 5 | 4.5 | 2.5 | 2.5 |  | 2S | 1994-01-01 | 1 | Chapman | 84 | Winsor St. | Post | 6 | E-68 |  | East | East | Crapo St. | 4.0' | North | South | Winsor St. | 8.7' | Babbitt
1-0024 | 3621 | 5.25 | 4.5 | 2.5 | 2.5 |  | 1S2H | 1994-07-27 | 1 | Dar | 80 | Winsper St. | B-62-B traffic type | 6 | E-65 | gate N x Ctr of Hydt 5.6' | East | East | Hemlock St. | 226.0' | North | South | Winsper St. | 11.0'
5-0254 | 1995 | 5.25 | 4.5 | 2.5 | 2.5 |  | 1S2H | 1995-10-04 | 1 | Am. Dar |  | Winston St. | B-62-B | 6 | K-11 | gate 4.3' | East | East | Lepage St. | 16.0' | North | South | Winston St. | 5.0'
5-0255 | 1991 | 4 | 4.5 | 2.5 | 2.5 |  | 1S2H | 1966-01-01 | 1 | Dar |  | Winston St. | B-50-B | 6 | K-11 | gate 5.0' | East |  | Bartlett St. | 303.3' | North | South | Winston St. | 5.0' | Leather
5-0256 | 1994 | 4 | 4.5 | 2.5 | 2.5 |  | 1S2H | 1969-01-01 | 1 | Dar |  | Winston St. |  |  | K-11 | gate 4.5' | East | East | Bartlett St. | 714.0' | North | South | Winston St. | 7.0' | BLV
2-0340 | 302 | 4 | 4.5 | 2.5 | 2.5 |  | 1S2H | 1970-01-01 | 1 | Dar |  | Winterville Rd. | B-50-B | 6 | C-55 | gate 7.0' | East | East | Jacinto St. | 12.0' | North | South | Natick St. | 18.0' | BLV
5-0570 | 1642 | 5.25 | 4.5 | 2.5 | 2.5 |  | 1S2H | 1998-04-17 | 1 | Am. Dar | 58 | Wood St. | B-62-B | 6 | J-25 | gate 3.0' | East | East | Ashley Blvd. | 10.0' | North | South | Wood St. | 8.4'
5-0576 | 1622 | 5.25 | 4.5 | 2.5 | 2.5 |  | 1S2H | 1998-04-17 | 1 | Mu. |  | Wood St. | Super Centurion |  | J-25 | gate 3.6' | East | East | Conduit St. | 61.8' | North | South | Wood St. | 8.6'
1-0268 | 3743 | 5.25 | 4.5 | 2.5 | 2.5 |  | 1S2H | 2003-01-31 | 1 | Mu. | 75 | Woodlawn St. | Super Centurion | 6 | H-73 | gate N x Hydt 4.0' | East | East | W. Rodney Fr Blvd | 2.7' | North | South | Woodlawn St. | 6.6'
2-0136 | 388 | 4 | 4.5 | 2.5 | 2.5 |  | 1S2H | 1968-01-01 | 1 | Dar |  | Wright St. | B-50-B MJ |  | G-46 | gate 5.4' | East | East | MacArthur Dr | 478.0' | North | South | Wright St. | 7.6'
5-0119 | 2176 | 4 | 4.5 | 2.5 | 2.5 |  | 1S2H | 1973-01-01 | 1 | Mu107 |  | WS Phillips Rd. |  |  | K-5 | Gate 6.9' E | East | West | Phillips Rd. | 10.0'
5-0053 | 2161 | 5.25 | 4.5 | 2.5 | 2.5 |  | 1S2H | 1998-04-13 | 1 | Mu. | 52 |  | Super Centurion | 6 | K-2 | gate N x Ctr. Of Hydt 2.6' | East | East | Tobey St. | 39.0' | North | South | Pequot St. | 8.8'
5-0263 | 3439 | 5 | 4.5 | 2.5 | 2.5 |  | 1S2H | 2002-01-01 | 1 | Am. Dar |  | Phillips Rd. | B-50-B | 6 |  |  | East | East | Acushnet Ave | 345
5-0264 | 1999 | 4 | 4.5 | 2.5 | 2.5 |  | 1S2H | 1960-01-01 | 1 | Dar | 49 | Phillips Rd. | B-50-B | 6 |  |  | East | East | Acushnet Ave | 559.7' | East | East | Monson St. | 180
2-0499 | 351 | 4.5 | 4.5 | 2.5 | 2.5 |  | 1S2H | 1987-07-31 | 1 | Am. Dar | 73 | Dartmouth St. | B-50-B QF | 6 | D-63 |  | East,South | North | Oak St. | 4.0' | West | East | Dartmouth St. | 7.9' | R.V.
4-0062 | 1341 | 4 | 4.5 | 2.5 | 2.5 |  | 1S2H | 1979-01-01 | 1 | Mu107 | 72 | Bullard St. |  |  | J-29 | gate 5.0' | East/SouthEast | East Corner | Ashley Blvd. | 5.8' | North | South | Bullard St. | 8.5'
1-0161 | 245 | 5.25 | 4.5 | 2.5 | 2.5 |  | 1S2H | 2008-01-24 | 1 | Mu. | 85 | Abbott St. | Super Centurion | 6 | H-69 |  | North | North | Ruth St. | 312.5' | East | West | Abbott St. | 8.5'
1-0169 | 244 | 4.5 | 4.5 | 2.5 | 2.5 |  | 1S2H | 2008-01-25 | 1 | APS200 | 87 | Abbott St. | H-200 | 6 | H-69 |  | North | North | Ruth St. | 2.2' | East | West | Abbott | 9.5'
3-0445 | 1099 | 4.5 | 4.5 | 2.5 | 2.5 |  | 1S2H | 1986-12-29 | 1 | Am. Dar |  | Acorn St. | 6" R.V. B-50-B Q.B. |  | B-79 |  | North | North | Durfee St. | 358.0' | East | West | Acorn St. | F
2-0018 | 86 | 4 | 4.5 | 2.5 | 2.5 |  | 1S2H | 1969-01-01 | 1 | Dar | 75 | Acushnet Ave. | B-50-B | 6 | G-42 | gate 4.3 | North | North | School St. | 6.5' | East | West | Acushnet Ave. | 6.2'
2-0070 | 97 | 4 | 4.5 | 2.5 | 2.5 |  | 1S2H | 1919-01-01 | 1 | Dar | 80 | Acushnet Ave. | Post | 6 | G-45 |  | North | North | Madison St. | 1.2' | East | West | Acushnet Ave. | 6.2' | Leather
2-0097 | 397 | 5.25 | 4.5 | 2.5 | 2.5 |  | 1S2H | 1993-03-09 | 1 | Mu. | 85 | Acushnet Ave. | Super Centurion 200 | 6 | G-45 |  | North | North | Potomska St. | 2.5' | East | West | Acushnet Ave. | 7.0'
3-0014 | 3770 | 4 | 4.5 | 2.5 | 2.5 |  | 1S2H | 1966-01-01 | 1 | Dar. | 87 | Acushnet Ave. | B-50-B | 6 | J-30 | 6" gate E x Center hyd. 8.1' | North | North | Logan St. | 12.2' | East | West | Acushnet Ave. | 1.5' | Leather
3-0054 | 3425 | 5 | 4.5 | 2.5 | 2.5 |  | 1S2H | 1908-01-01 | 1 | Chapman | 86 | Acushnet Ave. | Post | 6 | G-41 | 6' gate in front E from C of hydt. 12.4Ft | North | North | Wamsutta St. (West) | 287.2' | West | East | Acushnet Ave. | 47.9' | Rubber
4-0002 | 1404 | 4 | 4.5 | 2.5 | 2.5 |  | 1S2H | 1978-01-01 | 1 | Mu107 | 66 | Acushnet Ave. | Mech. Joint | 6 | J-26 | gate 4' | North | West cor. | Hathaway St. |  | East | West | Acushnet Ave. |  | R.V.
4-0004 | 1408 | 4 | 4.5 | 2.5 | 2.5 |  | 1S2H | 1962-01-01 | 1 | Dar | 67 | Acushnet Ave. | B-50-B | 6 | J-26 | 6" gate in front, E of center of hydt. 2.7' | North | North | Davis (West) | 1.0' | East | West | Acushnet Ave. | 6.4' | Leather
SprinkCarH-0001 |  |  | 4.5 | 2.5 | 2.5 |  | 1S2H | 1908-01-01 | 1 |  |  | Acushnet Ave. |  |  |  | Sprinkling car Hydt with 4" gate, See Gate card for sketch or See App. 12253 service index | North | North | Beetle St. | 6.0' | East | West | Acushnet Ave. | 24.2'
3-0401 | 758 | 4 | 4.5 | 2.5 | 2.5 |  | 1S2H | 1959-01-01 | 1 | Darl. | 46 | Alva St. | Darl. one pice barrel | 6 | B-77 |  | North | North | Winslow St. | 9.0' | East | West | Alva St. 9.0' |  | Leather
3-0463 | 3951 | 5.25 | 4.5 | 2.5 | 2.5 |  | 1S2H | 2012-12-09 | 1 | Am. Dar | 54 | Am. Darl. | B-62-B | 6 | B-51 | gate E x hydt. | North | north | Smith St. | 799.0' | East | West | Liberty St. | 8.2'
3-0138 | 860 | 5.25 | 4.5 | 2.5 | 2.5 |  | 1S2H | 2008-09-01 | 1 | Am. Dar | 46 | Beech St. | B-62-B | 6 | B-51 | gate 8.0' | North | North | Maxfield St. | 315.8' | East | West | Beech St. | 6.4'
3-0138 |  | 5 | 4.5 | 2.5 | 2.5 |  | 2S1H | 2007-01-01 | 1 | Am. Dar | 46 | Beech St. | B-62-B | 6 | B-51 | gate 8.0' | North | North | Maxfield St. | 315.8' | East | West | Beech St. | 6.4' | Rubber | yes | 2008-09-01
3-0173 | 38 | 5.25 | 4.5 | 2.5 | 2.5 |  | 1S2H | 2008-09-01 | 1 | Am. Dar. | 41 | Beech St. | B-62-B | 6 | B-51 | gate 6.0' E | North | North | Kempton St. | 7.0' | East | West | Beech St. | 7.6'
3-0173 |  | 4.625 | 4.5 | 2.5 | 2.5 |  |  | 2008-01-01 | 1 | Am. Dar. | 41 | Beech St. | B-62-B | 6 | B-51 |  | North | North | Kempton St. | 7.0' | East | West | Beech St. | 7.6' |  | yes | 2008-09-01
1-0076 | 277 | 4 | 4.5 | 2.5 | 2.5 |  | 1S2H | 1978-03-20 | 1 | Mu107 |  | Bluefield St. |  | 6 | E-67 | gate 7.0' | North | North | Rockdale Ave. | 154.0' |  |  |  |  | Rubber
1-0077 | 3735 | 4 | 4.5 | 2.5 | 2.5 |  | 1S2H | 1978-03-20 | 1 | Mu107 |  | Bluefield St. |  | 6 | E-67 | gate 7.0' | North | North | Rockdale Ave. | 651.0' |  |  |  |  | Rubber
1-0014 | 3471 | 5.25 | 4.5 | 2.5 | 2.5 |  | 1S2H | 1995-01-01 | 1 | Am. Dar. |  | Bolton St. |  |  |  | gate: 3.9' | North | North | Sidney St. | 2.3' | East | West | Bolton St. | 12.3'
1-0057 | 3467 | 4 | 4.5 | 2.5 | 2.5 |  | 1S2H | 1978-03-30 | 1 | Dar | 82 | Bolton St. |  | 6 | E-66 | gate 5.8' | North | South | Cove Rd. | 69.7' | East | West | Bolton St. | 7.7' | 5
1-0124 | 263 | 3 | 4.5 | 2.5 | 2.5 |  | 1S2H | 1981-07-15 | 1 | Dar |  | Bonney St. |  |  | E-68 |  | North | North | Cove Rd. | 2.0' | West | East | Bonney St. | 8.2'
2-0489 | 462 | 5.25 | 4.5 | 2.5 | 2.5 |  | 1S2H | 1995-06-01 | 1 | Am. Dar. |  | Bonney St. |  |  |  |  | North | North | Grinnell St. | 3.6' | East | West | Bonney St. | 5.7'
5-0082 | 3968 | 4 | 4.5 | 2.5 | 2.5 |  | 1S2H | 1970-01-01 | 1 | Dar |  | Briarwood Dr. | B-50-B |  | K-3 | gate 5.0 | North | North | Timberlane Rd. | 105.0' | East | West | Briarwood Dr. | 6.0'
2-0524 | 344 | 5.25 | 4.5 | 2.5 | 2.5 |  | 1S2H | 1995-04-01 | 1 | Am. Dar. | 79 | Briggs St. |  |  |  | gate: 8.1' | North | South | Thompson St. | 259.7' | East | West | Briggs St. | 8.7'
1-0535 |  | 5.25 | 4.5 | 2.5 | 2.5 |  | 1S2H | 2004-03-09 | 1 | Am. Dar |  | Brock Ave. | B-62-B | 6 |  |  | North | North | Freedom Blvd. | 296.0' | North |  | meter pit | 296.0'
4-0159 | 1345 | 5.25 | 4.5 | 2.5 | 2.5 |  | 1S2H | 2010-08-09 | 1 | Am Dar |  | Brook St. | B-62-B | 6 | I-38 |  | North | South | Nye St. | 18.0' | East | West | Brook St. | 5.0'
5-0791 | 1497 | 4 | 4.5 | 2.5 | 2.5 |  | 1S2H | 1921-01-01 | 1 | Dar | 52 | Brook St. | Post | 6 |  |  | North | North | Query St. | 5.0' | East | West | Brook St. | 8.5' | Leather
2-0178 | 3487 | 4 | 4.5 | 2.5 | 2.5 |  | 1S2H | 1973-01-01 | 1 | Mu107 |  | Brownell Ave. |  |  | B-52 | gate 5.5' e | North | North | Berkley St. | 30.7' | East | West | Brownell Ave. | 9.2'
2-0189 | 597 | 4 | 4.5 | 2.5 | 2.5 |  | 1S2H | 1923-01-01 | 1 | Dar | 48 | Brownell Ave. | Post | 6 | B-52 |  | North | North | Harding St. | 7.2' | East | West | Brownell Ave. | 9.2' | Leather
2-0266 | 605 | 4 | 4.5 | 2.5 | 2.5 |  | 1S2H | 1979-01-01 | 1 | Dar | 55 | Brownell St. |  |  | C-54 |  | North | North | Maple St. | 4.3' | East | West | Brownell St. | 8.4'
2-0275 | 524 | 5 | 4.5 | 2.5 | 2.5 |  | 1S2H | 2000-01-01 | 1 | Am. Dar. | 51 | Brownell St. | Post | 6 | C-54 |  | North | North | Hawthorn St. | 4.2' | East | West | Brownell St. | 8.7' | Rubber
2-0358 | 420 | 4 | 4.5 | 2.5 | 2.5 |  | 1S2H | 1977-01-01 | 1 | Dar | 54 | Brownell St. |  | 6 | C-56 | gate 5.0' e | North | North | Grape St. | 7.5' | East | West | Brownell St. | 7.7' | Leather
2-0321 | 492 | 4 | 4.5 | 2.5 | 2.5 |  | 1S2H | 1922-01-01 | 1 | Dar | 52 | Byron St. | Post | 6 | C-55 |  | North | North | Allen St. | 305.5' | East | West | Byron St. | 8.4' | Leather
2-0326 | 402 | 4.625 | 4.5 | 2.5 | 2.5 |  | 1S2H | 1991-04-23 | 1 | Smith | 50 | Byron St. | H-200 QB | 6 | C-55 |  | North | North | Allen St. | 3.0' | East | West | Byron St. | 8.6'
2-0119 | 477 | 4 | 4.5 | 2.5 | 2.5 |  | 1S2H | 1968-01-01 | 1 | Dar |  | Cape St. | B-50-B |  | G-46 | gate 3.5' | North | North | Conway St. | 168.0' | East | West | Cape St. | 6.0' |  | Yes | 2015-07-15
2-0119 | 477 | 4 | 4.5 | 2.5 | 2.5 |  | 1S2H | 2015-07-15 | 1 | Am-Dar |  | Cape St. | B-62-B |  | G-46 | gate 3.5' | North | North | Conway St. | 168.0' | East | West | Cape St. | 6.0'
5-0059 | 2232 | 4 | 4.5 | 2.5 | 2.5 |  | 1S2H | 1955-01-01 | 1 | Dar | 46 | Cardinal St. | B-50-B | 6 | K-2 |  | North | North | Bluejay St. | 90.0' | East | West | Cardinal St. | 5.0' | Leather
3-0450 | 1107 | 5.25 | 4.5 | 2.5 | 2.5 |  | 1S2H | 1998-06-16 | 1 | Mu. |  | Caroline St. | Super Centurion | 6 | B-79 |  | North | North | Durfee St. | 611.3'
3-0356 | 1011 | 4 | 4.5 | 2.5 | 2.5 |  | 1S2H | 1973-01-01 | 1 | APS200 |  | Carriage Dr. | H-200 LV |  | B-75 | gate 7.5' | North | North | Bayberry Rd. | 195.2' | East | West | Carriage Dr. | 5.5'
2-0384 | 694 | 4 | 4.5 | 2.5 | 2.5 |  | 1S2H | 1974-01-01 | 1 | APS200 |  | Cedar St. | H-200 MJ QB | 6 | A-59 | gate 4.0' e | North | North | Elm St. | 11.0' | East | West | Cedar St. | 6.0' | R.V
2-0385 | 699 | 4 | 4.5 | 2.5 | 2.5 |  | 1S2H | 1974-01-01 | 1 | APS200 |  | Cedar St. | H-200 MJ QB | 6 | A-59 | gate 5.5' | North | North | Court St. | 14.3' | East | West | Cedar St. | 6.0' | R.V
3-0232 | 68 | 4 | 4.5 | 2.5 | 2.5 |  | 1S2H | 1966-01-01 | 1 | Dar | 50 | Chancery St. | B-50-B | 6 | A-59 | gate 5.5' | North | North | Willis St. | 1.0' | East | West | Chancery St. | 6.5' | Leather
5-0828 | 2188 | 5.25 | 4.5 | 2.5 | 2.5 |  | 1S2H | 1996-08-29 | 1 | Metro |  | Christopher Ct. |  | 6 |  | East from East line Briarwood Dr. 222.5' | North | North | Braley Rd. | 221.3' | North | South | Christopher Ct. | 1.0'
4-0127 | 1391 | 4 | 4.5 | 2.5 | 2.5 |  | 1S2H | 1960-01-01 | 1 | Dar | 60 | Church St. | B-50-B | 6 | I-37 |  | North | South | Tinkham St. | 16.4' | East | West | Church St. | 7.7' | Leather
5-0451 | 1977 | 4 | 4.5 | 2.5 | 2.5 |  | 1S2H | 1955-01-01 | 1 | Dar | 45 | Church St. | B-50-B | 6 | K-17 | gate e.x. c.x. hydt 812.4' n.x. hydt. 24.1' 1961 | North | North | Lynn St. | 1310.9' | East | West | Church St. | 9.0' | Leather
5-0452 | 1801 | 4 | 4.5 | 2.5 | 2.5 |  | 1S2H | 1955-01-01 | 1 | Dar | 41 | Church St. | B-50-B | 6 | K-17 | gate e.x. c.x. hydt. 10.8' 1961 | North | North | Lynn St. | 661.9' | East | West | Church St. | 9.0' | Leather
5-0460 | 1800 | 4 | 4.5 | 2.5 | 2.5 |  | 1S2H | 1922-01-01 | 1 | Dar | 34 | Church St. | Post | 6 | K-17 | West from center gate 5.1' | North | North | Lynn St. | 35.9' | East | West | Church St. | 10.0' | Leather
5-0466 | 1798 | 4 | 4.5 | 2.5 | 2.5 |  | 1S2H | 1920-01-01 | 1 | Dar | 35 | Church St. | Post | 6 | K-17 | 6" gate in front e from center of hydt. 7.1'1964 | North | North | Brockton St. | 289.5' | East | West | Church St. | 10.5' | Leather
5-0481 | 1785 | 4 | 4.5 | 2.5 | 2.5 |  | 1S2H | 1920-01-01 | 1 | Dar | 45 | Church St. | Post | 6 | K-17 | 6" gate in front e.x. center of hydt. 6.8' 1961 | North | North | Tarkiln Hill Rd. | 348.8' | East | West | Church St. | 10.5' | Leather
5-0482 | 1773 | 5.25 | 4.5 | 2.5 | 2.5 |  | 1S2H | 1994-02-28 | 1 | Mu. | 48 | Church St. | Super Centurion 200 | 6 | K-17 | 6" gate in front e.x. center of hydt. 7.3' | North | North | Tarkiln Hill Rd. | 6.8' | East | West | Church St. | 9.8'
5-0760 | 1600 | 4 | 4.5 | 2.5 | 2.5 |  | 1S2H | 1973-01-01 | 1 | Dar. Am. | 57 | Church St. | B-50-B | 6 | I-35 | gate 4' s.x. hydt. | North | North | Carlisle St. | 95.5' | West | East | Church St. | 5.0' | B.V.L.
5-0765 | 1585 | 4 | 4.5 | 2.5 | 2.5 |  | 1S2H | 1960-01-01 | 1 | Dar | 57 | Church St. | B-50-B one piece barrel | 6 | I-36 |  | North | North | Irvington St. | 421.0' | West | East | Church St. | 9.0' | Leather
5-0795 | 1482 | 4 | 4.5 | 2.5 | 2.5 |  | 1S2H | 1925-01-01 | 1 | Dar | 57 | Church St. | Post | 6 | I-36 | West from center of gate 2.1' | North | South | Query St. | 18.0' | East | West | Church St. | 8.0' | Leather
5-0816 | 1489 | 4 | 4.5 | 2.5 | 2.5 |  | 1S2H | 1918-01-01 | 1 | Dar | 57 | Church St. | Post | 6 | I-37 | gate 6' | North | North | Nash Rd. | 314.4' | East | West | Church St. | 10.2' | Leather
3-0481 | 4074 | 5.25 | 4.5 | 2.5 | 2.5 |  | 1S2H | 2001-12-01 | 1 | Mu. |  | Cindy Ln. | Super Centurion | 6 |  |  | North | North | Durfee St. | 372.0' | South | North | Cindy Ln.
3-0027 | 1140 | 4 | 4.5 | 2.5 | 2.5 |  | 1S2H | 1976-04-13 | 1 | Mu107 |  | Clark St. | MJ | 6 | I-40 | gate 4.9' n | North | South | Clark St. | 8.0' | West | West | County St. | 218.0' | R.V.
2-0482 | 441 | 4.5 | 4.5 | 2.5 | 2.5 |  | 1S2H | 1987-08-14 | 1 | Am. Dar. |  | Clay St. | B-50-B QF |  | D-63 |  | North | East | Columbia St. | 22.5' | East | West | Clay St. | 6.7'
1-0160 | 3739 | 4 | 4.5 | 2.5 | 2.5 |  | 1S2H | 1921-01-01 | 1 | Dar | 85 | Cleveland St. | Post | 6 | H-69 |  | North | North | Ruth St. | 456.0' | East | West | Cleveland St. | 8.3' | Leather
1-0168 | 243 | 4 | 4.5 | 2.5 | 2.5 |  | 1S2H | 1961-01-01 | 1 | Dar | 85 | Cleveland St. | B-50-B | 6 | H-69 | South from South line Cove (w) 681.0' | North | North | Ruth St. | 4.0' | East | West | Cleveland St. | 8.9' | Leather
1-0180 | 3738 | 5.25 | 4.5 | 2.5 | 2.5 |  | 1S2H | 1998-04-01 | 1 | Mu. | 82 | Cleveland St. | Super Centurion |  | H-69 |  | North | North | Emma St. | 32.0' | East | West | Cleveland St. | 8.5'
5-0586 | 1631 | 6 | 4.5 | 2.5 | 2.5 |  | 1S2H | 1986-04-19 | 1 | Am. Dar. |  | Conduit St. | B-50-B QF MJ |  | J-25 |  | North | North | Brooklawn St. | 7.7' | East | West | Conduit St. | 8.4' | R.V.
3-0367 | 3555 | 4 | 4.5 | 2.5 | 2.5 |  | 1S2H | 1972-01-01 | 1 | Dar |  | Cornell St. | B-50-B | 6 | B-77 | gate 7.5' | north | North | Templeton St. | 418.6' | West | East | Cornell St. | 36.0' | B.L.V.
3-0371 | 932 | 4 | 4.5 | 2.5 | 2.5 |  | 1S2H | 1961-01-01 | 1 | Dar | 57 | Cornell St. | B-50-B | 6 | B-77 |  | North | North | Templeton St. | 178.6' |  |  |  |  | Leather
3-0384 | 845 | 4 | 4.5 | 2.5 | 2.5 |  | 1S2H | 1957-01-01 | 1 | Dar | 43 | Cornell St. | B-50-B one piece barrel | 6 | B-77 |  | North | North | Fairmont St. | 437.0' | East | West | Cornell St. | 9.0' | Leather
3-0408 | 753 | 5.25 | 4.5 | 2.5 | 2.5 |  | 1S2H | 2004-03-30 | 1 | Am. Dar | 44 | Cornell St. | B-62-B | 6 |  | gate 5.0' E | North | North | Kempton St. | 199.0' | East | West | Cornell St. | 8.6'
3-0408 |  | 4 | 4.5 | 2.5 | 2.5 |  | 1S2H | 1941-01-01 | 1 | Darling | 44 | Cornell St. |  | 6 | B-77 P-55 |  | North | North | Kempton St. | 199.0' | East | West | Cornell St. | 8.6' | Leather | yes | 2004-03-30
3-0476 | 3957 | 5.25 | 4.5 | 2.5 | 2.5 |  | 1S2H | 2009-07-29 | 1 | Am. Darl |  | Cornell St. | B-62-B | 6 |  | gate E x hydt. 6.0' | North | North | Winslow St. | 72.0' | East | West | Cornell St. | 8.0'
2-0420 | 681 | 4 | 4.5 | 2.5 | 2.5 |  | 1S2H | 1974-01-01 | 1 | APS200 |  | Cottage St. | H200 QB MJ | 6 | D-62 | gate 5.7' | North | North | Elm St. | 158.6' | East | West | Cottage St. | 4.0' | R.V.
2-0434 | 623 | 4 | 4.5 | 2.5 | 2.5 |  | 1S2H | 1977-08-04 | 1 | Mu107 | 47 | Cottage St. |  | 6 | D-62 | gate 3.9 E | North | North | Arnold St. | 274.0' | East | West | Cottage St. | 6.6' | Rubber
2-0460 | 543 | 5 | 4.5 | 2.5 | 2.5 |  | 2S1H | 1997-01-01 | 1 | Am. Dar | 62 | Cottage St. | post | 6 | D-63 |  | North | North | Bedford St. | 0.7' | East | West | Cottage St. | 6.5' | Rubber
2-0471 | 539 | 4 | 4.5 | 2.5 | 2.5 |  | 1S2H | 1967-01-01 | 1 | Dar |  | Cottage St. | B-50-B | 6 | D-63 | gate 7.7' former hydt. 18.0' South | North | North | Allen St. | 24.0' | East | West | Cottage St. | 5.5' | Leather
3-0218 | 976 | 4.5 | 4.5 | 2.5 | 2.5 |  | 1S2H | 1986-03-01 | 1 | Am. Dar. |  | Cottage St. | B-50-B QF |  | A-58 | gate 2.8' WS Cottage opp. Merrimac | North | South | Merrimac St. | 18.0' | East | West | Cottage St. | 8.6'
3-0299 | 823 | 5.25 | 4.5 | 2.5 | 2.5 |  | 1S2H | 2005-01-01 | 1 | Am. Dar. | 45 | Cottage St. | B-62-B | 6 |  |  | North | North | Maxfield St. | 13.0' | East | West | Cottage St. | 6.5'
2-0437 | 649 | 4.625 | 4.5 | 2.5 | 2.5 |  | 1S2H | 1997-01-01 | 1 | APS200 | 52 | County St. | H200 | 6 | D-62 | gate E x ctr hydt. 7.2' | North | North | Arnold St. | 38.5' | East | West | County St. | 7.6'
2-0504 | 358 | 4 | 4.5 | 2.5 | 2.5 |  | 1S2H | 1975-01-01 | 1 | APS200 | 87 | County St. | QB MJ | 6 | D-63 | gate 3.7' | North | North | South St. | 0.8' | East | West | County St. | 9.0' | R.V.
2-0546 | 446 | 4 | 4.5 | 2.5 | 2.5 |  | 1S2H | 1974-01-01 | 1 | APS200 | 73 | County St. | Post | 6 | D-63 | gate E from center of hydt. 2.5' | North | North | Allen St. | 42.3' | East | West | County St. | 8.5' | Leather
2-0554 | 452 | 5.25 | 4.5 | 2.5 | 2.5 |  | 1S2H | 1995-07-01 | 1 | US |  | County St. |  |  |  | gate 6.6' | North | North | Sherman St. | 12.5' | East | West | County St. | 4.5'
4-0195 | 1234 | 5 | 4.5 | 2.5 | 2.5 |  | 1S2H | 2006-01-01 | 1 | Mu. | 70 | County St. | Super Centurion | 6 | I-40 | 6" gate in front cen. Of hydt. 4.1' | North | North | Sawyer St. | 506.4' | East | West | County St. | 8.5'
4-0196 | 1233 | 4 | 4.5 | 2.5 | 2.5 |  | 1S2H | 2003-01-01 | 1 | Mu. | 70 | County St. | Super Centurion |  | I-40 |  | North | North | Sawyer St. | 282.0' | East | West | County St. | 9.1'
5-0489 | 3766 | 4 | 4.5 | 2.5 | 2.5 |  | 1S2H | 1958-01-01 | 1 | Dar | 52 | Dana St. | B-50-B | 6 | K-18 |  | North | North | Tarkiln Hill Rd. | 167.0' | East | West | Dana St. | 7.0' | Leather
5-0490 | 3767 | 5.25 | 4.5 | 2.5 | 2.5 |  | 1S2H | 1997-07-23 | 1 | Am. Dar. |  | Dana St. | B-62-B | 6 | K-18 |  | North | North | Tarkiln Hill Rd. | 572.6' | East | West | Dana St. | 9.7'
1-0025 | 3734 | 5.25 | 4.5 | 2.5 | 2.5 |  | 1S2H | 1998-04-14 | 1 | Mu. | 74 | Dartmouth St. | Super Centurion | 6 | E-65 |  | North | North | Rockdale Ave. | 275.0' | West | East | Dartmouth St. | 7.4'
3-0177 | 3755 | 4 | 4.5 | 2.5 | 2.5 |  | 1S2H | 1964-01-01 | 1 | Dar | 36 | DeWolf St. | B-50-B | 6 | A-58 | gaet 3.5' | North | North | Mt. Vernon St. | 148.0' |  |  |  |  | Leather
3-0189 | 1046 | 4 | 4.5 | 2.5 | 2.5 |  | 1S2H | 1925-01-01 | 1 | Dar | 38 | DeWolf St. | Post | 6 | A-58 |  | North |  | Durfee St. | 8.8' | East | West | DeWolf St. | 6.6' | Leather
1-0136 | 288 | 5.25 | 4.5 | 2.5 | 2.5 |  | 1S2H | 1997-07-15 | 1 | Mu. | 86 | Division St. | Super Centurion | 6 | H-69 | on E line Second St. | North | South | Division St. | 7.0'
2-0046 | 81 | 1 | 4.5 | 2.5 | 2.5 |  | 1S2H | 1972-01-01 | 1 | Dar | 90 | Dock St. |  | 6 | G-43 | gate SW x hydt. Center 5.6' | North | North | Union St. | 124.0' | East |  | Fence St. | 9.9 | Rubber
5-0132 | 2165 | 4 | 4.5 | 2.5 | 2.5 |  | 1S2H | 1962-01-01 | 1 | Dar | 56 | Duchaine Blvd. | B-50-B | 6 | K-5 | gate 2.0' | North | 16" main gate (N) |  | 81.0' | North | Center | Theo. Rice Blvd. | 146.0'
5-0133 | 2166 | 4 | 4.5 | 2.5 | 2.5 |  | 1S2H | 1962-01-01 | 1 | Dar | 56 | Duchaine Blvd. | B-50-B | 6 | K-5 | gate 2.5' | North | 16" main gate (N) |  | 362.0' | North | Center | Theo. Rice Blvd. | 427.0'
5-0134 | 2167 | 4 | 4.5 | 2.5 | 2.5 |  | 1S2H | 1962-01-01 | 1 | Dar | 55 | Duchaine Blvd. | B-50-B | 6 | K-5 | gate 2.3 | North | 16" main gate (N) |  | 672.0' | North | Center | Theo. Rice Blvd. | 737.0'
5-0135 | 2168 | 4 | 4.5 | 2.5 | 2.5 |  | 1S2H | 1962-01-01 | 1 | Dar | 55 | Duchaine Blvd. | B-50-B | 6 | K-5 | gate 2.8' | North | 16" main gate (N) |  | 969.0' | North | Center | Theo. Rice Blvd. | 1034.0'
5-0136 | 2170 | 4 | 4.5 | 2.5 | 2.5 |  | 1S2H | 1962-01-01 | 1 | Dar | 52 | Duchaine Blvd. | B-50-B | 6 | K-5 | gate 2.0' | North | 16" main gate (N) |  |  | North | Center | Theo. Rice Blvd. | 1335.0'
1-0148 | 239 | 2 | 4.5 | 2.5 | 2.5 |  | 1S2H | 1979-01-01 | 1 | Dar Am. | 85 | E. Rodney French Blvd | MJ |  | H-69 | gate 5.2' | North | West | Abbott St. | 5.3' | East | West | E. Rodney French Blvd | 11.0'
1-0182 | 227 | 5.25 | 4.5 | 2.5 | 2.5 |  | 1S2H | 1997-08-04 | 1 | Mu. | 85 | E. Rodney French Blvd | Super Centurion | 6 | H-69 | gate ExCtr 4.0' | North | North | Mott St. | 288.0' | East | West | E. Rodney French Blvd | 10.6'
1-0222 | 177 | 4 | 4.5 | 2.5 | 2.5 |  | 1S2H | 1979-01-01 | 1 | Dar Am. | 84 | E. Rodney French Blvd |  |  | H-70 | Gate 6.3' | North | North | Apponagansett St. | 306.0'
4-0270 | 1177 | 4 | 4.5 | 2.5 | 2.5 |  | 1S2H | 1973-01-01 | 1 | Dar. Am. |  | Easton St. | B-50-B | 6 | B-78 | gate 6.0' | North | South | Loftus St. | 5.0' | East | West | Easton St. | 6.0' | B.L.V.
4-0276 | 3689 | 4 | 4.5 | 2.5 | 2.5 |  | 1S2H | 1973-01-01 | 1 | Dar. Am. |  | Easton St. | B-50-B | 6 | B-78 | gate 6.5' | North | North | Townsend St. | 7.0' | East | West | Easton St. | 6.0'
5-0800 | 1479 | 5 | 4.5 | 2.5 | 2.5 |  | 1S2H | 2006-05-17 | 1 | Mu. | 57 | Edison St. | Super Centurion |  | I-36 |  | North | North | Glennon St. | 44.0' | East | West | Edison St. | 10.2'
5-0801 | 3664 | 5.25 | 4.5 | 2.5 | 2.5 |  | 1S2H | 1996-11-16 | 1 | Am. Dar |  | Edison St. | B-62-B |  | I-36 |  | North | North | Glennon St. | 184.0' | East | West | Edison St. | 11.0'
5-0811 | 1487 | 5 | 5 | 5 | 2.5 |  | 2S1H | 1910-01-01 | 1 | Chapman | 56 | Edison St. | Post | 6 | I-37 |  | North | North | Nash Rd. | 484.0' | East | West | Edison St. | 8.9' | Rubber
5-0821 | 1396 | 5 | 5 | 5 | 2.5 |  | 2S1H | 1910-01-01 | 1 | Chapman | 59 | Edison St. | Post | 6 | I-37 |  | North | North | Nash Rd. | 6.8' | East | West | Edison St. | 9.0' | Rubber
5-0584 | 1650 | 4 | 4.5 | 2.5 | 2.5 |  | 1S2H | 1976-03-04 | 1 | Mu107 |  | Edna St. | MJ | 6 | J-25 | gate 4.4' E | North | North | Brooklawn St. | 10.0' | East | West | Edna St. | 9.2' | R.V.
2-0154 | 3780 | 5.25 | 4.5 | 2.5 | 2.5 |  | 1S2H | 1994-09-30 | 1 | Am. Dar. | 55 | Eighth St. | B-62-B | 6 | F-49 | gate E x ctr, of hydt. 4.3' | North | North | Union St. | 9.5' | East | West | Eighth St. | 6.1'
3-0320 | 1714 | 4 | 4.5 | 2.5 | 2.5 |  | 1S2H | 1958-01-01 | 1 | Dar | 43 | Elmwood Rd. | one piece bbl. | 6 | B-75 | gate 4.5' | North | North | Hillcrest St. | 148.5' | East | West | Elmwood Rd. | 9.0' | Leather
2-0393 | 617 | 4 | 4.5 | 2.5 | 2.5 |  | 1S2H | 1996-01-01 | 1 | Am. Dar | 59 | Emerson St. | post | 6 | A-60 |  | North | North | Arnold St. | 197.4' | East | West | Emerson St. | 6.4' | Leather
3-0243 | 73 | 4.625 | 4.5 | 2.5 | 2.5 |  | 1S2H | 2004-05-01 | 1 | Am. Dar |  | Emerson St. | H200 QB | 6 | A-59 | SW cor. Sycamore St. gate 5.0' | North | South | Sycamore St. | 1.0' | East | West | Emerson St. | 6.5'
3-0092 | 4093 | 6 | 4.5 | 2.5 | 2.5 |  | 1S2H | 1976-02-12 | 1 | Mu. |  | ES Acushnet Ave. | M.J. |  | G-42 | gate 7.0' E | North | North | Hillman St. | 70.0' | East | West | Water St. | 90.0' | B.L.V.
5-0173 | 3449 | 2 | 4.5 | 4 | 2.5 |  | 1S2H | 1984-12-04 | 1 | Dar Am. | 48 | ES Phillips Rd. | QF MJ |  | K-8 | Gate 11.6' | North | North | Pine Hill Dr. | 135.00'
2-0001 | 707 | 4 | 4.5 | 2.5 | 2.5 |  | 1S2H | 1975-02-22 | 1 | Smith |  | ES Pleasant St. | H200 QB MJ |  | G-42 | Gate 4.0' W | North | North | High St. | 32.0' | West | East | Pleasant St. | 4.0' | RV
3-0090 | 812 | 1 | 4.5 | 2.5 | 2.5 |  | 1S2H | 1979-01-01 | 1 | Mu107 | 68 | ES Pleasant St. | Mech Joint |  | G-42 | Gate 3.0' Opposite Sycamore St. | North | South | Sycamore St. | 13.4' | West | East | Pleasant St. | 7.1'
5-0542 | 1698 | 5.25 | 5.25 | 2.5 | 2.5 |  | 1S2H | 2013-02-12 | 1 | Am. Dar. | 70 | Felton St. | B-62-B | 6 | J-24 |  | North | South | Rutland St. | 18.0' | East | West | Felton St. | 8.1'
1-0073 | 315 | 4 | 4.5 | 2.5 | 2.5 |  | 1S2H | 1989-09-25 | 1 | Dar |  | Field St. | B-50-B | 6 | E-67 |  | North | North | Stowell St. | 5.1' | West | East | Field St. | 5.3' | B.L.V.
5-0587 | 3721 | 4 | 4.5 | 2.5 | 2.5 |  | 1S2H | 1987-01-01 | 1 | Dar | 70 | Fielding St. | Post | 6 |  |  | North | North | Brooklawn St. | 35.4' | East | West | Fielding St. | 9.0' | Leather
1-0140 | 3477 | 4.625 | 4.5 | 2.5 | 2.5 |  | 1S2H | 1989-02-28 | 1 | APS200 | 84 | First St. | H200 QB |  | H-69 | 6' gate in front, E x ctr. Of hyst. 2.6' | North | North | Cove St. | 14.7' | East | West | First St. | 6.5'
2-0088 | 380 | 3 | 4.5 | 2.5 | 2.5 |  | 1S2H | 1974-01-01 | 1 | APS200 | 86 | First St. | H200 |  | G-45 |  | North | North | South St. | 4.5' | East | West | First St. | 6.6'
3-0174 | 779 | 4 | 4.5 | 2.5 | 2.5 |  | 1S2H | 1978-04-26 | 1 | Dar | 50 | Florence St. |  | 6 | B-51 | gate 5.5' | North | North | Mill St. | 0.4' | East | West | Florence St. | 7.0' | Leather
5-0834 |  | 5.25 | 4.5 | 2.5 | 2.5 |  | 1S2H | 1993-01-01 | 1 | Am Dar |  | Foley Dr. | B-50-B | 6 |  |  | North | North | Acushnet Ave. | 303.0' | East | West | Foley Dr. | 5.0'
5-0835 | 3999 | 5.25 | 4.5 | 2.5 | 2.5 |  | 1S2H | 1993-01-01 | 1 | Am. Dar |  | Foley Dr. | B-50-B | 6 |  |  | North | North | Acushnet Ave. | 680.0' | West | East | Foley Dr. | 5.0'
5-0833 | 4085 | 5 | 4.5 | 2.5 | 2.5 |  | 1S2H | 1995-01-01 | 1 | US |  | Forbes St. | Metropolitan | 6 |  |  | North | North | Forbes St. (E & W) | 305.0' | South | North | Forbes St. (N) | 0.0'
4-0257 | 1285 | 4 | 4.5 | 2.5 | 2.5 |  | 1S2H | 2013-01-01 | 1 | Am. Dar. | 35 | Foxborough St. | B-50-B one piece barrel | 6 | B-78 |  | North | North | Upton St. | 18.6' | East | West | Foxborough St. | 9.0' | Leather
1-0266 | 3781 | 5.25 | 4.5 | 2.5 | 2.5 |  | 1S2H | 1998-04-28 | 1 | Mu. | 75 | Freeman St. | super centurion |  | H-72 |  | North | North | Emery St. | 9.6' | West | East | Freeman St. | 8.8'
1-0226 | 151 | 4 | 4.5 | 2.5 | 2.5 |  | 1S2H | 1966-01-01 | 1 | Dar | 79 | Frieda St. | B-50-B | 6 | H-71 | gate 7.7' | North | North | Aquidneck St. | 304.2' |  |  |  |  | Leather
4-0097 | 1262 | 5.25 | 4.5 | 2.5 | 2.5 |  | 1S2H | 1994-08-01 | 1 | Mu. | 87 | Granfield St. | super 200 centurion | 6 | J-30 |  | North | North | Coggeshall St. | 256.5' | East | West | Granfield St. | 3.0'
2-0542 | 565 | 5.25 | 4.5 | 2.5 | 2.5 |  | 1S2H | 1994-08-29 | 1 | Am. Dar |  | Green St. | B-62-B | 6 | D-63 |  | North | North | Allen St. | 11.0' | East | West | Green St. | 7.0'
5-0186 | 2104 | 4 | 4.5 | 2.5 | 2.5 |  | 1S2H | 1964-01-01 | 1 | Dar | 46 | Greenbrier Dr. | B-50-B | 6 | K-8 | gate 4.7' | North | North | Blueberry Terrace (S) | 220.0' | East | West | Greenbrier Dr. | 5.0' | Leather
5-0189 | 2110 | 4 | 4.5 | 2.5 | 2.5 |  | 1S2H | 1963-01-01 | 1 | Dar | 46 | Greenbrier Dr. | B-50-B | 6 | K-8 | gate 4.3' | North | North | Little Oak Rd. | 9.5' |  |  |  |  | Leather
2-0518 | 3783 | 5.25 | 4.5 | 2.5 | 2.5 |  | 1S2H | 1995-07-01 | 1 | Mu. |  | Hall St. | super centurion 200 |  |  | gate 7.2' | North | North | Rivet St. | 7.8' | East | West | Hall St. | 13.3'
5-0294 | 2022 | 4 | 4.5 | 2.5 | 2.5 |  | 1S2H | 2010-12-13 | 1 | Am. Dar |  | Hanover St. |  | 6 | K-12 | gate 6.0' | North | North | Libra Dr. | 48.0' | North | South | Hanover St. (N) | 5.0' | B.L.V.
5-0539 | 1656 | 4 | 4.5 | 2.5 | 2.5 |  | 1S2H | 2005-01-01 | 1 | Mu. | 69 | Hanson St. | Super Centurion | 6 | J-24 |  | North | North | Wood St. | 114.6' | East | West | Hanson St. | 8.2' | Leather
1-0331 | 3511 | 5.25 | 4.5 | 2.5 | 4 |  | 1S2H | 1996-02-12 | 1 | Am. Dar. | 79 | Harbor St. | B-62-B | 6 | G-47 |  | North | North | Cove St. | 192.0' | West | East | Harbor St. | 8.5'
1-0341 | 3513 | 4.625 | 4.5 | 2.5 | 2.5 |  | 1S2H | 1991-11-14 | 1 | APS200 | 80 | Harbor St. | H200 | 6 | G-47 | gate W x hydt. 5.0' | North | North | Cove St. | 368.7' | West | East | Harbor St. | 9.5'
1-0164 | 3499 | 3 | 4.5 | 2.5 | 2.5 |  | 1S2H | 1988-09-01 | 1 | APS200 | 80 | Harmony St. | H200 QB |  | H-69 | W x gate 8.0' (6' darl. Gate) | North | North | Brock Ave. | 3.0' | East | West | Harmony St. | 6.5'
2-0492 | 436 | 5 | 5 | 5 | 2.5 |  | 2S1H | 1911-01-01 | 1 | Chapman | 70 | Harrison St. | Post | 6 | D-63 |  | North | North | Oak St. | 3.8' | East | West | Harrison St. | 6.7'
3-0433 | 942 | 5.25 | 4.5 | 2.5 | 2.5 |  | 1S2H | 1995-02-01 | 1 | Am. Dar |  | Hathaway Blvd. | B-62-B | 6 | B-79 | gate W x ctr. Of hydt. 5.3' | North | north | Ruggles St. | 416.0' | East | West | Hathaway Blvd. | 18.6'
3-0458 | 3758 | 5.25 | 4.5 | 2.5 | 2.5 |  | 1S2H | 2014-10-01 | 1 | Am. Dar | 62 | Hathaway Blvd. | B-62-B | 6 | B-51 | gate 4.0' S | North | North | Summit St. (along E. curb line) | 44.2' | West | East | Hathaway Blvd. | 14.5'
5-0453 | 1804 | 4.625 | 4.5 | 2.5 | 2.5 |  | 1S2H | 1989-01-03 | 1 | APS200 |  | Hawes St. | H200 QB |  | K-17 |  | North | North | Holyoke St. | 97.5' | East | West | Hawes St. | 8.0'
5-0477 | 1790 | 5.25 | 4.5 | 2.5 | 2.5 |  | 1S2H | 2006-06-13 | 1 | Mu. | 37 | Hawes St. | Super Centurion |  | K-17 | S x hydt. 4.0' gate valve | North | North | Tarkiln Hill Rd. | 354.8' | East | West | Hawes St. | 4.0'
5-0736 | 1777 | 5.25 | 4.5 | 2.5 | 2.5 |  | 1S2H | 2013-09-07 | 1 | Am. Dar | 42 | Hawes St. | B-62-B | 6 | I-36 |  | North | North | Park Ave. | 207.0' | East | West | Hawes St. | 7.5'
2-0405 | 548 | 4 | 4.5 | 2.5 | 2.5 |  | 1S2H | 1991-09-16 | 1 | Mu107 | 60 | Hawthorn Terr. | 107 QB |  |  |  | North | North | Hawthorn St. | 13.0' | East | West | Hawthorn Terr. | 7.0'
1-0039 | 3611 | 4 | 4.5 | 2.5 | 2.5 |  | 1S2H | 1925-01-01 | 1 | Dar | 76 | Hemlock St. | Post | 6 | E-66 |  | North | North | Frank St. | 11.8' | East | West | Hemlock St. | 10.0' | Leather
1-0043 | 3610 | 5 | 5 | 5 | 2.5 |  | 2S1H | 1922-01-01 | 1 | Chapman | 77 | Hemlock St. | Post | 6 | E-66 |  | North | North | Osborn St. | 25.7' | East | West | Hemlock St. | 9.6' | Rubber
2-0536 | 338 | 4 | 4.5 | 2.5 | 2.5 |  | 1S2H | 1995-01-01 | 1 | US | 75 | Hemlock St. | Metropolitan | 6 | E-65 |  | North | North | Fruit St. | 7.5' | East | West | Hemlock St. | 8.0' | Leather
5-0162 | 2134 | 4.625 | 4.5 | 2.5 | 2.5 |  | 1S2H | 1985-01-01 | 1 | APS200 |  | Heritage Dr. | H200 | 6 |  | S x line gate valve 117.0' | North | North | Puritan Way | 406.0' | East | West | Heritage Dr. (N) | 6.0'
3-0186 | 1057 | 4 | 4.5 | 2.5 | 2.5 |  | 1S2H | 1967-01-01 | 1 | Dar | 38 | Highland St. | B-50-B | 6 | A-58 | gate 3.5' S x hydt. 5.0' E x hdyt. | North | North | Durfee St. | 421.0' | East | West | Highland St. | 6.5' | Rubber
4-0221 | 1300 | 4 | 4.5 | 2.5 | 2.5 |  | 1S2H | 1976-09-30 | 1 | APS200 |  | Highland St. | H200 HJ | 6 | A-57 | gate 5.0' E | North |  | Buchanan St. | 150.0' |  |  |  |  | B.L.V.
4-0225 | 1195 | 4 | 4.5 | 2.5 | 2.5 |  | 1S2H | 1948-01-01 | 1 | Dar | 30 | Highland St. | one piece barrel | 6 | A-57 |  | North | North | Sutton St. | 13.6' | East | West | Highland St. | 6.5' | Leather
5-0080 | 3653 | 4 | 4.5 | 2.5 | 2.5 |  | 1S2H | 1971-01-01 | 1 | Dar |  | Hill Rd. | B-50-B | 6 | K-3 | gate 4.5' | North | North | Timberlane Rd. | 46.0' | East | West | Hill Rd. | 14.0' | B.L.V.
5-0195 | 2101 | 4 | 4.5 | 2.5 | 2.5 |  | 1S2H | 1962-01-01 | 1 | Dar | 44 | Hillcrest Rd. | B-50-B | 6 | K-8 | gate 4.8' E x center hydt. | North | North | Holly Tree Lane | 226.5' |  |  |  |  | Leather
3-0227 | 905 | 5.25 | 4.5 | 2.5 | 2.5 |  | 1S2H | 2001-04-20 | 1 | Am. Dar | 42 | Homer St. | B-62-B | 6 | A-58 |  | North | North | Parker St. | 4.6' | East | West | Homer St. | 6.7'
5-0341 | 1967 | 4 | 4.5 | 2.5 | 2.5 |  | 1S2H | 1970-01-01 | 1 | Dar | 51 | Hoye St. | Post | 6 |  |  | North | North | Dutton St. | 196.5' | East | West | Hoye St. | 5.0' | Leather
3-0139 | 858 | 5.25 | 4.5 | 2.5 | 2.5 |  | 1S2H | 2008-09-01 | 1 | Am. Dar | 54 | Hunter St. | B-62-B | 6 | B-51 | gate 8.0' E | North | North | Maxfield St. | 308.0' | East | West | Hunter St. | 9.0'
3-0139 |  | 4 | 4.5 | 2.5 | 2.5 |  | 1S2H | 2008-01-01 | 1 | Am. Dar | 54 | Hunter St. | B-62-B one piece barrel | 6 | B-51 | gate | North |  | Maxfield St. | 308.0' | East | West | Hunter St. | 9.0' | Leather | yes | 2008-09-01
2-0200 | 671 | 5.25 | 4.5 | 2.5 | 2.5 |  | 1S2H | 1994-02-01 | 1 | Mu. | 41 | Hussey St. | Super 200 centurion | 6 | B-52 | gate E x ctr. Of hydt. 2.0' | North | North | Lake St. | 3.8' | East | West | Hussey St. | 9.1'
2-0519 | 375 | 5.25 | 4.5 | 4 | 2.5 |  | 1S2H | 1995-07-01 | 1 | Am. Dar. |  | Hyacinth St. | B-62-B |  |  | gate 6.3' | North | North | Rivet St. | 8.0' | East | West | Hyacinth St. | 6.3'
2-0446 | 560 | 4.625 | 4.5 | 2.5 | 2.5 |  | 1S2H | 1986-01-01 | 1 | APS200 |  | Irving St. | H200 QB | 6 | D-63 | W x hydt. Gate 5.0' | North | North | Hawthorn St. | 184.0' | East | West | Irving St. | 5.0'
2-0334 | 3943 | 4.625 | 4.5 | 2.5 | 2.5 |  | 1S2H | 1991-05-16 | 1 | APS200 | 53 | Jacintho St. | H200 QB MJ |  | C-55 | gate E x ctr. Of hydt. 6.6' | North |  | Winterville Rd. | 383.3' | East | West | Jacintho St. | 7.0'
2-0227 | 3570 | 4.5 | 4.5 | 2.5 | 2.5 |  | 1S2H | 1990-11-05 | 1 | Am. Dar | 53 | James St. | B-50-B traffic type | 6 |  |  | North | North | Court St. | 250.0' | East | West | James St. | 6.5'
4-0289 | 3963 | 5.25 | 4.5 | 2.5 | 2.5 |  | 1S2H | 2002-01-23 | 1 | Am. Dar |  | Jean St. | B-62-B |  |  |  | North | North | Coggeshall St. | 29.0' | East | West | Jean St.
2-0199 | 672 | 5 | 4.5 | 2.5 | 2.5 |  | 1S2H | 2001-01-01 | 1 | Am. Dar | 42 | Jenny Lind St. | post | 6 | B-52 |  | North | North | Lake St. | 3.8' | East | West | Jenny Lind St. | 6.4' | Rubber
5-0366 | 4135 | 4 | 4.5 | 2.5 | 2.5 |  | 1S2H | 1977-01-01 | 1 | Mu107 |  | Jocelyn St. | MJ | 6 | K-14 |  | North | North | Monmouth St. | 187.0' | East | West | Jocelyn St. | 7.5' | B.L.V.
2-0327 | 403 | 5 | 4.5 | 2.5 | 2.5 |  | 1S2H | 2000-01-01 | 1 | Am. Dar | 55 | John St. | post | 6 | C-55 |  | North | North | Allen St. | 13.0' | East | West | John St. | 10.4' | Leather
5-0147 | 2066 | 4 | 4.5 | 2.5 | 2.5 |  | 1S2H | 1971-01-01 | 1 | APS205 |  | John Vertente Blvd | MJ |  | K-6 | gate 5.0' + 5.0' E | North | North | Barnet Blvd. | 428.0' | West | Center | Vertente Blvd. | 27.0'
5-0148 | 2067 | 4 | 4.5 | 2.5 | 2.5 |  | 1S2H | 1971-01-01 | 1 | APS205 |  | John Vertente Blvd | MJ |  | K-6 | gate 5.0' S + 5.0' E | North | North | Barnet Blvd. | 935.0' | West | Center | Vertente Blvd.
5-0149 | 2068 | 4 | 4.5 | 2.5 | 2.5 |  | 1S2H | 1971-01-01 | 1 | APS205 |  | John Vertente Blvd | MJ |  | K-6 | gate 5.0'S + 5.0' E | North | North | Barnet Blvd. | 1330.0' | West | Center | Vertente Blvd. | 27.0'
5-0829 | 3982 | 5.25 | 4.5 | 2.5 | 2.5 |  | 1S2H | 1999-06-01 | 1 | Mu |  | John Vertente Blvd | Super Centurion | 6 |  |  | North | North | Samuel Barnet Blvd
5-0830 | 3981 | 5.25 | 4.5 | 2.5 | 2.5 |  | 1S2H | 1999-06-01 | 1 | Mu |  | John Vertente Blvd | Super Centurion | 6 |  |  | North | North | Samuel Barnet Blvd | 2163.0'
5-0846 | 3983 | 5.25 | 4.5 | 2.5 | 2.5 |  | 1S2H | 1999-06-01 | 1 | Mu. |  | John Vertente Blvd | Super Centurion | 6 |  |  | North | North | Samuel Barnet Blvd | 3053.0'
5-0847 | 3984 | 5.25 | 4.5 | 2.5 | 2.5 |  | 1S2H | 1999-06-01 | 1 | Mu. |  | John Vertente Blvd | Super Centurion | 6 |  |  | North | North | Samuel Barnet Blvd | 3345.0'
5-0848 | 3985 | 5.25 | 4.5 | 2.5 | 2.5 |  | 1S2H | 1999-06-01 | 1 | Mu. |  | John Vertente Blvd | Super Centurion | 6 |  |  | North | North | Samuel Barnet Blvd | 3633.0'
5-0863 | 3980 | 5.25 | 4.5 | 2.5 | 2.5 |  | 1S2H | 1999-06-01 | 1 | Mu |  | John Vertente Blvd | Super Centurion | 6 |  |  | North | North | Samuel Barnet Blvd | 2646.0'
2-0036 | 741 | 4 | 4.5 | 4 | 2.5 |  | 1S2H | 1976-01-01 | 1 | Mu107 | 74 | Johnnycake Hill |  | 6 | G-43 | gate 6.0' E | North | North | Union St. | 172.0' |  |  |  |  | Rubber
2-0255 | 3790 | 5.25 | 4.5 | 2.5 | 2.5 |  | 1S2H | 1999-03-30 | 1 | Mu. | 50 | Jonathan St. | Super Centurion | 6 | G-54 | gate S x hydt. 9.0' | North | North | Arnold St. | 26.0' | East | West | Jonathan St. | 8.0'
2-0256 | 3792 | 5.25 | 4.5 | 2.5 | 2.5 |  | 1S2H | 1999-03-31 | 1 | Mu. | 54 | Junior St. | Super Centurion | 6 | G-54 |  | North | North | Arnold St. | 16.6' | East | West | Junior St. | 8.2'
5-0784 | 1524 | 1 | 4.5 | 2.5 | 2.5 |  | 1S2H | 1982-08-08 | 1 | Mu107 | 54 | King St. | MJ |  | I-36 | gate 5.1' S | North | North | central Ave. | West | East | King St. | 9.0'
5-0820 | 3665 | 5.25 | 4.5 | 2.5 | 2.5 |  | 1S2H | 2010-11-10 | 1 | Am. Dar | 58 | King St. | B-62-B | 6 | I-37 |  | North | North | Nash Rd. | 4.5' | West | East | King St. | 10.8'
5-0877 | 4044 | 5.25 | 4.5 | 2.5 | 2.5 |  | 1S2H | 2008-06-01 | 1 | Am. Dar |  | Kingston St. | B-62-B | 6 |  |  | North | North | Dawson St. | 284.0' | East | West | Kingston St. | 9.5'
2-0322 | 491 | 4 | 4.5 | 2.5 | 2.5 |  | 1S2H | 2000-01-01 | 1 | Am. Dar | 54 | Kirby St. | Post | 6 | C-55 |  | North |  | Allen St. | 277.60' | East | West | Kirby St. | 9.40' | Leather
5-0748 | 1608 | 4 | 4.5 | 2.5 | 2.5 |  | 1S2H | 1959-01-01 | 1 | Dar | 43 | Lafayette St. | one piece barrel | 6 | I-35 |  | North | North | Brooklawn Ave. | 145.0' | East | West | Lafayette St. | 9.0' | Leather
5-0773 | 1597 | 4.625 | 4.5 | 2.5 | 2.5 |  | 1S2H | 1989-07-28 | 1 | APS200 |  | Lafayette St. | H200 MJ |  | I-36 |  | North | North | Irvington St. | 90.0' | East | West | Lafayette St. | 10.8'
5-0487 | 1756 | 5.25 | 4.5 | 2.5 | 2.5 |  | 1S2H | 2006-02-14 | 1 | Mu. | 52 | Lambeth St. | Super Centurion | 6 |  | gate E x hydt. 22.3' | North | North | Tarkiln Hill Rd. | 294.2'
5-0488 | 3765 | 5.25 | 4.5 | 2.5 | 2.5 |  | 1S2H | 2005-04-20 | 1 | APS200 |  | Lambeth St. | H200 | 6 | K-18 |  | North | North | Tarkiln Hill Rd. | 661.0' | East | West | Lambeth St. | 38.5'
5-0580 | 1645 | 4 | 4.5 | 2.5 | 2.5 |  | 1S2H | 1976-03-18 | 1 | Mu107 |  | Landry St. | MJ |  | J-25 | gate 6.4' E | North |  | Brooklawn St. | 20.0' | East | West | Landry St. | 14.4'
3-0342 | 1023 | 4 | 4.5 | 2.5 | 2.5 |  | 1S2H | 1965-01-01 | 1 | Dar | 45 | Lantern Lane | B-50-B | 6 | B-75 | gate 4.3' | North | North | Oakdale St. | 331.5' | East | West | Lantern Lane | 7.5' | Leather
3-0343 | 3558 | 3 | 4.5 | 2.5 | 2.5 |  | 1S2H | 1987-11-03 | 1 | APS200 |  | Lantern Lane | H200 QB | 6 | B-75 | 6" Mu. Gate valve | North | South | Wall St. | 7.0'
5-0468 | 1808 | 4 | 4.5 | 2.5 | 2.5 |  | 1S2H | 1965-01-01 | 1 | Dar | 50 | Lawrence St. | B-50-B | 6 | K-17 | gate 13.0' | North | North | Brockton St. | 410.5' | East | West | Lawrence St. | 6.5' | Leather
5-0478 | 1795 | 4 | 4.5 | 2.5 | 2.5 |  | 1S2H | 1952-01-01 | 1 | Dar | 48 | Lawrence St. | Post | 6 | K-17 | gate 4.9' | North | North | Tarkiln Hill Rd. | 370.5' | East | West | Lawrence St. | 6.0' | Leather
5-0484 | 1779 | 4 | 4.5 | 2.5 | 2.5 |  | 1S2H | 1965-01-01 | 1 | Dar |  | Lawrence St. | B-50-B | 6 | K-17 |  | North | North | Tarkiln Hill Rd. | 8.5' | East | West | Lawrence St. | 7.5' | Leather
4-0256 | 3801 | 4.625 | 4.5 | 2.5 | 2.5 |  | 1S2H | 1989-09-01 | 1 | APS200 |  | Liberia Lane | H200 QB |  |  | E x Boundstone on ES Ayer St. 186.0' | North | South | Liberia Lane | 6.0'
2-0229 | 41 | 5.25 | 4.5 | 2.5 | 2.5 |  | 1S2H | 2003-01-01 | 1 | Am. Dar | 57 | Liberty St. | B-62-B | 6 | C-54 |  | North | North | Court St. | 163.7' | East | West | Liberty St. | 6.6'
3-0136 | 883 | 5.25 | 4.5 | 2.5 | 2.5 |  | 1S2H | 1992-08-25 | 1 | Mu. | 55 | Liberty St. | Super Centurion | 6 | B-51 | gate E x ctr. Of hydt. 7.0' | North | North | Smith St. | 101.6' | East | West | Liberty St. | 8.4'
2-0527 | 3940 | 5 | 4.5 | 2.5 | 2.5 |  | 1S2H | 1995-01-01 | 1 | US | 71 | Lombard St. | Post | 6 | E-65 |  | North | North | Thompson St. | 4.5' | East | West | Lombard St. | 9.0' | Leather
5-0178 | 2120 | 4 | 4.5 | 2.5 | 2.5 |  | 1S2H | 1966-01-01 | 1 | Dar | 42 | Long View Rd. | B-50-B | 6 | K-8 | gate 5.5' | North | North | Long View Rd. (S) | 171.4' | East | West | Long View Rd. (E) | 4.5' | Leather
5-0479 | 1793 | 5.25 | 4.5 | 2.5 | 2.5 |  | 1S2H | 2010-06-02 | 1 | Am. Dar | 52 | Lowell St. | B-62-B | 6 | K-17 |  | North | North | Tarkiln Hill Rd. | 315.3' | East | West | Lowell St. | 8.3'
2-0060 | 4092 | 2 | 4.5 | 2.5 | 2.5 |  | 1S2H | 1994-07-02 | 1 | Mu107 |  | MacArthur Dr. | 107 |  | G-44 |  | North |  | Fhvn. Bridge | 70.0'
2-0114 | 3480 | 4 | 4.5 | 2.5 | 2.5 |  | 1S2H | 1969-01-01 | 1 | Dar |  | MacArthur Dr. | B-50-B MJ |  | G-46 | gate 12.5' | North | North | Pine St. | 374.4' | East | West | MacArthur Dr. | 6.6'
2-0116 | 466 | 4 | 4.5 | 2.5 | 2.5 |  | 1S2H | 1968-01-01 | 1 | Dar |  | MacArthur Dr. | B-50-B MJ |  | G-46 | gate 4.9' | North | North | Conway St. | 734.0' | East | West | MacArthur Dr.
2-0118 | 467 | 5.25 | 4.5 | 2.5 | 2.5 |  | 1S2H | 2006-02-23 | 1 | Dar |  | MacArthur Dr. | B-62-B | 6 | G-46 | gate 5.8' | North | North | Conway St. | 184.0' | East | West | MacArthur Dr. | 7.9'
2-0125 | 469 | 4 | 4.5 | 2.5 | 2.5 |  | 1S2H | 1968-01-01 | 1 | Dar |  | MacArthur Dr. | B-50-B MJ |  | G-46 | gate 4.2' | North | North | South St. | 215.0' | East | West | MacArthur Dr. | 8.5'
2-0134 | 3479 | 5.25 | 4.5 | 2.5 | 2.5 |  | 1S2H | 2010-07-22 | 1 | Am. Dar |  | MacArthur Dr. | B-62-B |  | G-46 | gate 4.9' | North | North | Wright St. | 27.4' | East | West | MacArthur Dr. | 7.9'
2-0052 | 89 | 5 | 4.5 | 2.5 | 2.5 |  | 1S2H | 2012-11-13 | 1 | AM. Dar |  | MacArthur Dr. (E+W) | B-50-B | 6 | G-42 |  | North | North | MacArthur Dr. (E+W) | 180.0'
1-0228 | 156 | 4 | 4.5 | 2.5 | 2.5 |  | 1S2H | 1907-01-01 | 1 | Dar | 80 | Margaret St. | B-50-B one piece barrel | 6 | H-71 |  | North | North | Aquidneck St. | 290.0' | East | West | Margaret St. | 9.0' | Leather
1-0149 | 3737 | 4.625 | 4.5 | 2.5 | 2.5 |  | 1S2H | 1989-08-01 | 1 | APS200 |  | Margin St. | H200 QB MJ |  | H-69 |  | North | North | Cove Rd. | 5.0' | East | West | Margin St. | 6.5'
5-0738 | 4067 | 4 | 4.5 | 2.5 | 2.5 |  | 1S2H | 1954-01-01 | 1 | Dar | 52 | Mary St. |  | 6 | I-35 |  | North | North | Park Ave. | 124.7' | East | West | Mary St. | 9.0' | L.V.
5-0761 | 1591 | 5.25 | 4.5 | 2.5 | 2.5 |  | 1S2H | 2006-06-27 | 1 | Mu. | 52 | Maywood St. | Super Centurion |  | I-35 | gate E x hydt. 3.0" | North | North | Carlisle St. | 18.0' | East | West | Maywood St. | 8.0'
5-0772 | 1596 | 4 | 4.5 | 2.5 | 2.5 |  | 1S2H | 1947-01-01 | 1 | Dar | 56 | Maywood St. | QB | 6 | I-36 |  | North | North | Irvington St. | 24.0' | East | West | Maywood St. | 8.0' | Leather
3-0107 | 974 | 4 | 4.5 | 2.5 | 2.5 |  | 1S2H | 1976-04-27 | 1 | Mu107 |  | Merrimac St. | MJ | 6 | F-48 | gate 3.5' N | North | South | Merrimac St. | 5.7' | East | East | County St. | 8.0' | L.V.
3-0108 | 986 | 4 | 4.5 | 2.5 | 2.5 |  | 1S2H | 1976-04-27 | 1 | Mu107 |  | Merrimac St. | MJ | 6 | F-48 | gate 4.6' N | North | South | Merrimac St. | 6.2' | West | West | State St. | 3.5' | L.V.
5-0432 | 4060 | 4 | 4.5 | 2.5 | 2.5 |  | 1S2H | 1923-01-01 | 1 | Dar | 70 | Metcalf St. | Post | 6 | K-16 | N x N line Illinois St. 111.0' | North | North | Tarkiln Hill Rd. | 361.4' | East | West | Metcalf St. | 9.2' | Leather
Free-0002 |  | 4 | 4.5 | 2.5 | 2.5 |  | 1S2H | 1921-01-01 | 1 | Dar | 35 | Middleboro Rd. | Post | 6 |  |  | North |  | Town Line | 2317.6' | Gate | Center | Hydrant | 6.8' | Leather
Free-0003 |  | 4 | 4.5 | 2.5 | 2.5 |  | 1S2H | 1921-01-01 | 1 | Dar | 42 | Middleboro Rd. | Post | 6 |  |  | North |  | Town Line | 3290.8' | Gate | Center | Hydrant | 9.7' | Leather
Free-0004 |  | 5.25 | 4.5 | 2.5 | 2.5 |  | 1S2H | 1997-01-28 | 1 | Mu | 57 | Middleboro Rd. | Super Centurion | 6 |  |  | North |  | Town Line | 4985.7' | Gate | Center | Hydrant | 7.4'
Free-0005 |  | 4 | 4.5 | 2.5 | 2.5 |  | 1S2H | 1921-01-01 | 1 | Dar | 58 | Middleboro Rd. | Post | 6 |  |  | North |  | Town Line | 5800.0' | Gate | Center | Hydrant | 2.8' | Leather
Free-0010 |  | 4.5 | 4.5 | 2.5 | 2.5 |  | 1S2H | 1986-05-24 | 1 | Am Dar |  | Middleboro Rd. | B-50-B QF | 6 |  | #30513 Freetown VFW, S x Mason Rd., 6" Mu gate E x Ctr Hydt 2.0' | North | Meter Pit | Beaver Dam | 291.0'
Free-0011 |  | 4.5 | 4.5 | 2.5 | 2.5 |  | 1S2H | 1986-05-24 | 1 | Am Dar |  | Middleboro Rd. | B-50-B QF | 6 |  | #30513 Freetown VFW, S x Mason Rd., 6" Mu gate E x Ctr Hydt 2.0' | North | Meter Pit | Beaver Dam | 810.0'
Free-0012 |  | 4.5 | 4.5 | 2.5 | 2.5 |  | 1S2H | 1986-05-24 | 1 | Am Dar |  | Middleboro Rd. | B-50B QF | 6 |  | #30513 Freetown VFW, S x Mason Rd., 6" Mu gate E x Ctr Hydt 2.0' | North | Meter Pit | Beaver Dam | 1307.0'
Free-0016 |  | 4 | 4.5 | 2.5 | 2.5 |  | 1S2H | 1974-01-01 | 1 | Mu107 |  | Middleboro Rd. |  |  |  | Tapped Pleasantville Assoc. Main, Gate 3.4' W | North | GV | Negus Way | 290.0'
Free-0017 |  | 4 | 4.5 | 2.5 | 2.5 |  | 1S2H | 1974-01-01 | 1 | Mu107 |  | Middleboro Rd. |  |  |  | Gate 6.3' W Tapped Pleasantville Assoc. Main | North | GV | Negus Way | 819.0'
Free-0018 |  | 4 | 4.5 | 2.5 | 2.5 |  | 1S2H | 1974-01-01 | 1 | Mu107 |  | Middleboro Rd. |  |  |  | Gate 3.4' W Tapped Pleasantville Assoc Main | North | GV | Negus Way | 1294.0'
Lake-0001 |  |  | 4.5 | 2.5 | 2.5 |  | 1S2H | 1974-01-01 | 1 | Mu107 |  | Middleboro Rd. |  |  |  | Gate 3.4' W Tapped Pleasantville Assoc Main | North | GV | Negus Way | 1702.0'
1-0213 | 191 | 4.625 | 4.5 | 2.5 | 2.5 |  | 1S2H | 1989-08-19 | 1 | APS200 | 85 | Milbury St. | H200 MJ |  | H-70 | gate E x hydt. 3.0' | North | North | Uxbridge St. | 10.0' | East | West | Milbury St. | 9.0'
5-0757 | 1616 | 5 | 5 | 5 | 2.5 |  | 2S1H | 1916-01-01 | 1 | Chapman | 50 | Milford St. | post | 6 | I-35 |  | North | North | Carlisle St. | 354.8' | East | West | Milford St. | 8.7' | Rubber
5-0769 | 1589 | 5.25 | 4.5 | 2.5 | 2.5 |  | 1S2H | 2001-11-14 | 1 | Am. Dar. |  | Milford St. | B-62-B | 6 | I-36 | gate E x hydt. 2.0' | North | North | Irvington St. | 414.1' | East | West | Milford St. | 8.3'
5-0423 | 3762 | 4.625 | 4.5 | 2.5 | 2.5 |  | 1S2H | 1989-02-07 | 1 | APS200 | 80 | Mill Rd. | H200 QB |  | K-16 |  | North | North | Tarkiln Hill Rd. | 1413.0' | East | West | Mill Rd. | 6.3'
5-0449 | 1850 | 5.25 | 4.5 | 2.5 | 2.5 |  | 1S2H | 2002-03-07 | 1 | Mu. | 85 | Mill Rd. | Super Centurion | 6 | K-16 | gate 6.0' | North | North | Tarkiln Hill Rd. | 467.2' | East | West | Mill Rd. | 6.3'
1-0225 | 145 | 4 | 4.5 | 2.5 | 2.5 |  | 1S2H | 1960-01-01 | 1 | Dar | 75 | Mina St. | B-50-B | 6 | H-71 |  | North | North | Charles St. | 33.0' | East | West | Mina St. | 9.0'
4-0103 | 1267 | 5.25 | 4.5 | 2.5 | 2.5 |  | 1S2H | 1998-09-11 | 1 | Mu. | 81 | Mitchell St. | Super Centurion | 6 | J-30 | N x hydt. Gate 16.5' | North | North | Coggeshall St. | 18.0' | East | West | Mitchell St. | 2.0'
5-0035 | 2148 | 5.25 | 4.5 | 2.5 | 2.5 |  | 1S2H | 2003-01-09 | 1 | Mu. | 47 | Morton Ave. | Super Centurion | 6 | K-2 | gate 4.6' | North | North | Tobey St. | 4.9' | East | West | Morton Ave. | 7.4'
5-0067 | 2192 | 4 | 4.5 | 2.5 | 2.5 |  | 1S2H | 1950-01-01 | 1 | Dar | 46 | Morton Ave. | one piece barrel | 6 | K-2 | gate 4.0' | North | North | Leroy St. | 43.0' | East | West | Morton Ave. |  | Leather
5-0297 | 2024 | 4 | 4.5 | 2.5 | 2.5 |  | 1S2H | 1971-01-01 | 1 | Mu107 |  | Morton Ave. | MJ | 6 | K-12 | gate 6.0' | North | North | Hanover St. (S) | 225.0' | East | West | Morton Ave. | 5.0' | B.L.V.
5-0298 | 2009 | 4 | 4.5 | 2.5 | 2.5 |  | 1S2H | 1956-01-01 | 1 | Dar | 46 | Morton Ave. | one piece barrel | 6 | K-12 | gate E x center hydt. 7.5' | North | North | Phillips Rd. | 588.5' | East | West | Morton Ave. | 9.0' | Leather
5-0299 | 2015 | 4 | 4.5 | 2.5 | 2.5 |  | 1S2H | 1978-01-01 | 1 | Mu107 | 47 | Morton Ave. | MJ |  | K-12 | gate 7.4' | North | North | Phillips Rd. | 42.0' |  |  |  |  | R.V.
1-0337 | 3809 | 1 | 4.5 | 2.5 | 2.5 |  | 1S2H | 1983-01-01 | 1 | Mu107 | 86 | Morton Ct. | MJ |  | G-47 | gate 3.6' | North | North | Cove St. |  | West | East | Morton Ct. | 44.0'
1-0338 | 3807 | 1 | 4.5 | 2.5 | 2.5 |  | 1S2H | 1983-01-01 | 1 | Mu107 | 82 | Morton Ct. | MJ |  | G-47 | gate 3.8" | North | North | Cove St. | 68.0' | West | East | Cove St. | 44.0'
5-0579 | 1644 | 5 | 4.5 | 2.5 | 2.5 |  | 1S2H | 1995-10-01 | 1 | Am. Dar | 65 | Moynan St. | Post | 6 | J-25 |  | North | North | NW cor. Brooklawn St. | 4.8' | East | West | Moynan St. | 8.5' | Leather
3-0188 | 1059 | 3 | 4.5 | 2.5 | 2.5 |  | 1S2H | 1981-08-24 | 1 | APS200 | 49 | Mt. Pleasant St. | H200 MJ |  | A-58 | gate 7.0' | North | North | Mt. Pleasant St. | 158.3'
4-0121 | 1382 | 5.25 | 4.5 | 2.5 | 2.5 |  | 1S2H | 2011-05-18 | 1 | Am. Dar | 51 | Mt. Pleasant St. | B-62-B | 6 | I-33 |  | North | North | Rail Road Fence | 285.0' | East | West | Mt. Pleasant St. | 8.5'
4-0175 | 1307 | 5.25 | 4.5 | 2.5 | 2.5 |  | 1S2H | 1994-04-27 | 1 | Mu. | 49 | Mt. Pleasant St. | super centurion 200 | 6 | I-39 | Ashley Ford. Gate 2.5' E | North | North | Peckham W. Cemetery | 277.0' | East | West | Mt. Pleasant St. | 7.0'
4-0230 | 1186 | 3 | 4.5 | 2.5 | 2.5 |  | 1S2H | 1981-08-25 | 1 | APS200 | 33 | Mt. Pleasant St. | H200 MJ |  | A-57 | gate 4.5' & 6.0' S | North | North | Adams St. | 44.8'
5-0699 | 3677 | 4 | 4.5 | 2.5 | 2.5 |  | 1S2H | 1971-01-01 | 1 | Dar |  | Mt. Pleasant St. | B-50-B MJ | 6 | I-33 | gate 33.0' SW | North | North | Nash Rd. | 484.0' | East | West | Mt. Pleasant St. | 69.0'
5-0718 | 1767 | 4.625 | 4.5 | 2.5 | 2.5 |  | 1S2H | 1990-08-01 | 1 | APS200 |  | Mt. Pleasant St. | H200 |  | I-34 | S x gate 7.0' E x curb line 5.5' | North | North | Rayno St. | 193.0' | West | East | Mt. Pleasant St. | 12.5'
5-0725 | 3769 | 5.25 | 4.5 | 2.5 | 2.5 |  | 1S2H | 2007-03-15 | 1 | Mu. |  | Mt. Pleasant St. | Super Centurion | 6 | I-34 | gate E x hydt. 22.0' | North | North | Englano St. | 120.8' | West | East | Mt. Pleasant St. | 16.0'
4-0208 | 1218 | 5.25 | 4.5 | 2.5 | 2.5 |  | 1S2H | 1993-04-01 | 1 | Mu. |  | Myrtle St. | super centurion 200 | 6 | I-40 |  | North | North | Cedar Grove St. | 62.0' | East | West | Myrtle St. | 8.0'
1-0301 | 141 | 4 | 4.5 | 2.5 | 2.5 |  | 1S2H | 1947-01-01 | 1 | Dar | 80 | Nautilus St. | QB MJ | 6 | H-74 |  | North | North | Coral St. | 19.2' | East | West | Nautilus St. | 7.8' | Leather
1-0304 | 110 | 4 | 4.5 | 2.5 | 2.5 |  | 1S2H | 1950-01-01 | 1 | Dar | 84 | Nautilus St. | one piece barrel | 6 | H-74 |  | North | North | Bonito St. | 29.0' | East | West | Nautilus St. | 8.5' | Leather
5-0493 | 3710 | 4.625 | 4.5 | 2.5 | 2.5 |  | 1S2H | 1988-06-16 | 1 | Smith |  | New Plainville Rd. | H200 QB |  | K-18 | Hydt near Willows Apt. Nx8" gate to hydt 218.0' | North |  | Stone Wall | 52.0' | South |  | Stone Wall | 78.0'
3-0055 | 1162 | 4.5 | 4.5 | 2.5 | 2.5 |  | 1S2H | 1990-08-16 | 1 | Am. Dar | 90 | No. Front St. | B-50-B ( traffic type) |  | G-41 | gate 2.5' | North | North | Wamsutta St. | 235.0' | East | West | No. Front St. | 7.0'
4-0009 | 1469 | 4 | 4.5 | 2.5 | 2.5 |  | 1S2H | 1978-01-01 | 1 | Mu107 | 67 | No. Front St. | MJ |  | J-28 | gate 5.4' E | North | North | Tinkham St. | 79.0' |  |  |  |  | R.V.
2-0031 | 746 | 2 | 4.5 | 2.5 | 2.5 |  | 1S2H | 1979-01-01 | 1 | Dar Am. |  | NS Pier 3 & 4 | Mech Joint |  | G-43 | W Bulkhead WS | North |  | Auction House | 255.0' | South |  | Bulkhead (NW) | 5.5'
2-0465 | 538 | 1 | 4.5 | 2.5 | 2.5 |  | 1S2H | 1983-09-13 | 1 | Dar. Am. | 63 | Oak St. | PJ |  | D-63 | gate 5.3' E | North | North | Allen St. | 38.0' | East | West | Oak St. | 6.0'
2-0481 | 431 | 5 | 4.5 | 2.5 | 2.5 |  | 1S2H | 1949-01-01 | 1 | Dar. Am. | 67 | Oak St. | Post | 6 | D-63 |  | North | North | Grape St. | 3.0' | East | West | Oak St. | 7.0' | Babbitt
3-0442 | 1104 | 5.25 | 4.5 | 2.5 | 2.5 |  | 1S2H | 1997-05-27 | 1 | Mu. | 43 | Oakland St. | Super Centurion | 6 | B-79 |  | North | North | Durfee St. | 320.3' | East | West | Oakdale St. | 11.0'
2-0391 | 3576 | 5.25 | 2 | 2.5 | 2.5 |  | 1S2H | 2014-03-06 | 1 | Am. Dar | 54 | Ocean St. | B-62-B |  | A-60 |  | North | North | Arnold St. | 215.1' | East | West | Ocean St | 7.0'
3-0407 | 752 | 4.5 | 4.5 | 4 | 2.5 |  | 1S2H | 1991-09-12 | 1 | Am. Dar | 44 | Oesting St. | B-50-B | 6 | B-77 |  | North | North | Kempton St. | 37.0' | East | West | Oesting | 8.0'
5-0455 | 1802 | 4 | 4.5 | 2.5 | 2.5 |  | 1S2H | 1929-01-01 | 1 | Dar | 40 | Oliver St. | Post | 6 | K-17 |  | North | North | Lynn St. | 616.5' | East | West | Oliver St. | 7.9' | Leather
5-0463 | 1799 | 4 | 4.5 | 2.5 | 2.5 |  | 1S2H | 1921-01-01 | 1 | Dar | 36 | Oliver St. | Post | 6 | K-17 |  | North | North | Brockton St. | 566.6' | East | West | Oliver St. | 9.4' | Leather
5-0483 | 1774 | 4 | 4.5 | 2.5 | 2.5 |  | 1S2H | 1990-01-01 | 1 | Dar | 46 | Oliver St. | Post | 6 | K-17 |  | North | North | Tarkiln Hill Rd. | 16.0' | East | West | Oliver St. | 7.6' | Leather
1-0093 | 282 | 4.5 | 4.5 | 2.5 | 2.5 |  | 1S2H | 1987-07-07 | 1 | Am. Dar |  | Orchard St. | QF | 6 | E-68 |  | North | North | Swift St. | 24.0' | East | West | Orchard St. n | 9.5'
1-0112 | 3902 | 5.25 | 4.5 | 2.5 | 2.5 |  | 1S2H | 2010-06-01 | 1 | Am. Dar | 85 | Orchard St. | B-62-B | 6 | E-68 |  | North | North | Cove Rd. | 503.5' | East | West | Orchard St.
1-0120 | 259 | 6 | 4.5 | 2.5 | 2.5 |  | 1S2H | 1974-01-01 | 1 | Dar Am. | 89 | Orchard St. | B-50-B | 6 | E-68 |  | North | North | Cove Rd. | 29.6' | East | West | Orchard St. | 9.5'
5-0352 | 1935 | 4.625 | 4.5 | 2.5 | 2.5 |  | 1S2H | 1989-03-13 | 1 | Mu. |  | Osgood St. | H-200 QB |  | K-14 | E x new 8" gate valve 231' S x hydrant gate 7.5' | North | South | Osgood St. | 5.5.'
2-0306 | 536 | 4.5 | 4.5 | 2.5 | 2.5 |  | 1S2H | 1990-05-16 | 1 | Am. Dar | 63 | Page St. | B-50-B | Mech | C-54 | 6" gate E x Ctr. Hydt. 2.2' | North | North | Allen St. | 311.0' | East | West | Page St. | 8.4'
2-0208 | 3563 | 5.25 | 4.5 | 2.5 | 2.5 |  | 1S2P | 2008-09-01 | 1 | Am. Dar | 43 | Palmer St. | B-62-B | 6 | B-53 | gate 7.8' E | North | North | Elm St. | 193.5' | East | West | Palmer St. | 5.5'
2-0208 |  | 4 | 4.5 | 2.5 | 2.5 |  | 1S2H | 2008-01-01 | 1 | Am. Dar | 43 | Palmer St. | B-62-B one piece barrel | 6 | B-53 | gate 7.8' E | North | North | Elm St. | 193.5' | East | West | Palmer St. | 5.5' | 1 V | yes | 2008-09-01
2-0223 | 17 | 5.25 | 4.5 | 2.5 | 2.5 |  | 1S2H | 1994-07-30 | 1 | Mu. | 46 | Palmer St. | Super Centurion | 6 | C-54 |  | North | North | Court St. | 194.0' | East | West | Palmer St. | 6.3'
2-0238 | 18 | 5.25 | 4.5 | 2.5 | 2.5 |  | 1S2H | 1999-04-19 | 1 | Dar | 50 | Palmer St. | B-62-B | 6 | C-54 |  | North | North | Union St. | 20.0' | East | West | Palmer St. | 8.5'
2-0392 | 618 | 4.5 | 4.5 | 2.5 | 2.5 |  | 1S2H | 1990-10-26 | 1 | Am. Dar | 63 | Park St. | B-50-B |  | A-60 |  | North | North | Arnold St. | 263.0' | East | West | Park St. | 7.1'
3-0460 | 855 | 4 | 4.5 | 2.5 | 2.5 |  | 1S2H | 1972-01-01 | 1 | Dar | 52 | Parker St. | QB | 6 | B-51 | gate 52.0' S x Hydt | North | North | Parker St. | 20.0' | East | East | Hunter St. | 239.4'
5-0182 | 2097 | 4 | 4.5 | 2.5 | 2.5 |  | 1S2H | 1961-01-01 | 1 | Dar | 52 | Phillips Rd. | B-50-B | 6 | K-8 | gate 13.6' (1963) | North | North | Hillcrest St. | 600.0' |  |  |  |  | Leather
5-0191 | 2096 | 4 | 4.5 | 2.5 | 2.5 |  | 1S2H | 1961-01-01 | 1 | Dar | 55 | Phillips Rd. | B-50-B | 6 | K-8 | gate 12.7' | North | North | Hillcrest St. | 180 |  |  |  |  | Leather
5-0202 | 3447 | 4 | 4.5 | 2.5 | 2.5 |  | 1S2H | 1961-01-01 | 1 | Dar | 58 | Phillips Rd. | B-50-B | 6 | K-9 | 6th Hydt N x Church St. Gte 22.0' | North | North | Welby Rd. | [5 empty] | Leather
5-0203 | 3448 | 4 | 4.5 | 2.5 | 2.5 |  | 1S2H | 1961-01-01 | 1 | Dar | 55 | Phillips Rd. | B-50-B | 6 | K-9 | 5th Hydt N x Church St. gate 17.6' | North | 8" G.V. | Lauren Dr | 158.0' |  |  |  |  | Leather
5-0205 | 1984 | 4 | 4.5 | 2.5 | 2.5 |  | 1S2H | 1961-01-01 | 1 | Dar | 42 | Phillips Rd. | B-50-B | 6 | K-9 | 3rd Hydt N x Church St. WS gate 21.0' | North | 8" G.V. | Monica's Way | 549.0' |  |  |  |  | Leather
5-0211 | 1983 | 4 | 4.5 | 2.5 | 2.5 |  | 1S2H | 1961-01-01 | 1 | Dar | 43 | Phillips Rd. | B-50-B | 6 | K-9 | 2nd hyd N x Church St. gate 14.7' | North | 8" G.V. | Monica's Way | 116.0" |  |  |  |  | Leather
2-0377 | 57 | 5.25 | 4.5 | 2.5 | 2.5 |  | 1S2H | 2003-01-01 | 1 | Am. Dar | 58 | Pierce St. | B-62-B | 6 | A-59 |  | North | North | Court St. | 253.7' | East | West | Pierce | 6.7'
5-0398 | 1902 | 4 | 4.5 | 2.5 | 2.5 |  | 1S2H | 1977-01-01 | 1 | Am. Dar | 70 | Pine Grove |  | 6 | K-15 | gate 5.0' W | North | North | Armsby St. | 100.0' |  |  |  |  | Leather
5-0410 | 1813 | 4 | 4.5 | 2.5 | 2.5 |  | 1S2H | 1924-01-01 | 1 | Dar | 68 | Pine Grove | Post | 6 | K-16 | N x Appleton St. 60.0' Gate 4.0' E | North | North | Maryland St. | 271.0' | East | West | Pine Grove | 9.0'
5-0441 | 3723 | 5.25 | 4.5 | 2.5 | 2.5 |  | 1S2H | 1998-06-03 | 1 | Mu. | 67 | Pine Grove | Super Centurion |  | K-16 |  | North | North | Tarkiln Hill Rd. | 4.0' | East | West | Pine Grove | 8.9'
5-0196 | 2105 | 4 | 4.5 | 2.5 | 2.5 |  | 1S2H | 1964-01-01 | 1 | Dar | 42 | Pine Hill Dr | B-50-B | 6 | K-8 | gate 6.1' | North | North | Valley Rd. (s) | 75.0' |  |  |  |  | Leather
5-0201 | 2106 | 4 | 4.5 | 2.5 | 2.5 |  | 1S2H | 1964-01-01 | 1 | Dar | 42 | Pine Hill Dr | B-50-B | 6 | K-8 | gate 3.5' | North | North | Valley Rd. | 104.0' | East | West | Pine Hill Dr | 7.5' | Leather
5-0187 | 3641 | 4 | 4.5 | 2.5 | 2.5 |  | 1S2H | 1965-01-01 | 1 | Dar | 40 | Pine Hill Dr. | B-50-B | 6 | K-8 | gate 5.8' | North | North | Pine Hill Ct. | 6.6' | East | West | Pine Hill | 5.8' | Leather
3-0318 | 1713 | 4 | 4.5 | 2.5 | 2.5 |  | 1S2H | 1961-01-01 | 1 | Dar | 44 | Pine Ridge St. | B-50-B | 6 | B-75 |  | North | North | Hathaway Rd. | 76.0' | East | West | Pine Ridge St. | 8.5' | Leather
3-0319 | 4138 | 4 | 4.5 | 2.5 | 2.5 |  | 1S2H | 1963-01-01 | 1 | Dar | 48 | Pine Ridge St. | B-50-B | 6 | B-75 |  | North | North | Hathaway Rd. | 427.2' |  |  |  |  | Leather
5-0492 | 3708 | 4 | 4.5 | 2.5 | 2.5 |  | 1S2H | 1974-01-01 | 1 | Dar Am. |  | Plainville Rd. | B-50-B | 6 | K-18 | Gate 3.8' | North | North | Tarkiln Hill Rd. | 254.8' | East | West | Plainville Rd. | 13.3' | BLV
5-0494 | 1755 | 5 | 4.5 | 2.5 | 2.5 |  | 2S1H | 2007-01-01 | 1 | Mu. | 48 | Plainville Rd. | Super Centurion | 6 | K-18 | 6" gate in front 3' NxN Lang St. 439.0' | North | North | Tarkiln Hill Rd. (E) | 180.0' | West | East | Plainville Rd. | 0.3' | Rubber
2-0008 | 726 | 5.25 | 4.5 | 2.5 | 2.5 |  | 1S2H | 2010-02-02 | 1 | Am. Dar | 63 | Pleasant St. | B-62-B | 6 | G-42 |  | North | North | Market St. | 2.5' | East | West | Pleasant St. | 8.5'
2-0110 | 448 | 4 | 4 | 4 | 2.5 |  | 1S2H | 2012-01-01 | 1 | Dar | 85 | Pleasant St. | one piece barrel | 6 | G-46 | Gate 4.3' | North | North | Wing St. | 2.4' | East | West | Pleasant St. | 7.0' | L.V.
2-0113 | 450 | 4 | 4.5 | 2.5 | 2.5 |  | 1S2H | 1968-01-01 | 1 | Dar | 86 | Pleasant St. |  | 6 | G-46 | Gate 5.7' | North | North | Grinnell St. | 22.8' | East | West | Pleasant St. | 4.7' | Rubber
2-0151 | 725 | 8 | 4.5 | 2.5 | 2.5 |  | 1S2H | 1980-01-01 | 1 | Dar Am. | 85 | Pleasant St. | Mech Joint | 6 | F-49 | East of Hydt (Gate 9.5') | North | North | William St. | 20.1' | East | West | Pleasant St. | 13.0'
3-0049 | 3552 | 4 | 4.5 | 2.5 | 2.5 |  | 1S2H | 1966-01-01 | 1 | Dar | 73 | Pleasant St. |  | 6 | G-41 | Gate 7.0' | North | North | Linden St. | 16.5' | East | West | Pleasant St. | 6.0' | Leather
3-0058 | 1168 | 4 | 4.5 | 2.5 | 2.5 |  | 1S2H | 1933-01-01 | 1 | Dar | 76 | Pleasant St. | Post | 6 | G-41 | Gate 6.5' | North |  | Hazard St. | 152.5' | East | West | Pleasant St. | 6.3' | Leather
5-0563 | 1695 | 4 | 4.5 | 2.5 | 2.5 |  | 1S2H | 1958-01-01 | 1 | Dar | 74 | Plympton St. | B-50-B | 6 | J-24 |  | North |  | Dawson St. | 216.0' |  |  |  |  | Leather
1-0320 | 122 | 4 | 4.5 | 2.5 | 2.5 |  | 1S2H | 1948-01-01 | 1 | Dar | 84 | Point St. | one piece barrel | 6 | H-74 |  | North | North | Bay View | 28.4' | East | West | Point St. | 7.0' | Leather
5-0735 | 1775 | 4 | 4.5 | 2.5 | 2.5 |  | 1S2H | 1965-03-05 | 1 | Dar | 44 | Prescott St. | one piece barrel | 6 | I-35 | Relocated 3/5/1965 | North | North | Park Ave. | 15.3' | East | West | Prescott St. | 9.0' | Leather
2-0010 | 3548 | 4 | 4.5 | 2.5 | 2.5 |  | 1S2H | 1974-01-01 | 1 | Dar Am. | 70 | Purchase St. | B-50-B | 6 | G-42 | Gate 3.9' E + 8.1' S | North | North | Sears Ct. | 12.1' | East | West | Purchase St. | 8.4'
2-0101 | 376 | 4.5 | 4.5 | 2.5 | 2.5 |  | 1S2H | 1990-10-30 | 1 | Am. Dar | 85 | Purchase St. | B-50-B | 6 |  |  | North | North | Rivet St. | 3.8' | East | West | Purchase St. | 6.5'
2-0112 | 449 | 4 | 4.5 | 2.5 | 2.5 |  | 1S2H | 1921-01-01 | 1 | Dar | 83 | Purchase St. | Post | 6 | G-46 |  | North | North | Grinnell St. | 130.6' | East | West | Purchase St. | 6.3' | Leather
4-0173 | 1303 | 4 | 4.5 | 2.5 | 2.5 |  | 1S2H | 1966-01-01 | 1 | Dar | 60 | Purchase St. | B-50-B | 6 | I-39 | 6" gate - W x Hydt 11.1 ft | North | North | Deane St. | 464.5' | West | East | Purchase St. | 8.6' | Leather
4-0174 | 1304 | 4 | 4.5 | 2.5 | 2.5 |  | 1S2H | 1966-01-01 | 1 | Dar | 70 | Purchase St. | B-50-B | 6 | I-39 | 6" gate W x Hydt 12.7' | North | North | Deane St. | 215.0' | West | East | Purchase St. | 0.5' | Leather
2-0207 | 3560 | 5.25 | 4.5 | 2.5 | 2.5 |  | 1S2H | 2008-09-01 | 1 | Am Dar | 41 | Reed St. | B-62-B | 6 | B-53 | gate 7.0' N | North | North | Elm St. | 164.0' | East | West | Reed St. | 5.5'
2-0207 |  | 4 | 4.5 | 2.5 | 2.5 |  | 1S2H | 2008-01-01 | 1 | Am Dar | 41 | Reed St. | B-62-B | 6 | B-53 | gate 7.0' N | North | North | Elm St. | 164.0' | East | West | Reed St. | 5.5' | Leather | yes | 2008-09-01
2-0230 | 14 | 5.25 | 4.5 | 2.5 | 2.5 |  | 1S2H | 1996-11-25 | 1 | Am. Dar | 48 | Reed St. | B-62-B | 6 | C-54 |  | North | North | Court St. | 3.0' | East | West | Reed St. | 6.1'
4-0194 | 1231 | 4.625 | 4.5 | 2.5 | 2.5 |  | 1S2H | 2004-08-01 | 1 | APS200 | 60 | Reynolds St. | H200 |  | I-40 | gate S x Hydt 10.0' | North | North | Sawyer St. | 15.3' | East | West | Reynolds St. | 7.8'
5-0185 | 2098 | 4.5 | 4.5 | 2.5 | 2.5 |  | 1S2H | 2008-02-27 | 1 | Am. Dar | 48 | Ridgewood Rd. | B-62-B | 6 | K-8 | Gate E x Ctr Hydt 6.2' | North | North | Little Oak Rd. | 263.3'
5-0524 | 1630 | 5.25 | 4.5 | 2.5 | 2.5 |  | 1S2H | 2000-10-13 | 1 | Dar | 74 | River Rd. | B-62-B | 6 | J-23 | NxN NB Acushnet Bridge (Piers) 61.3' | North | North | Wood St. | 59.0' | East | West | River Rd. | 6.0'
4-0014 | 1464 | 5.5 | 4.5 | 2.5 | 2.5 |  | 1S2H | 1996-06-06 | 1 | Am. Dar. |  | Riverside Ave. | B-62-B | 6 | J-28 |  | North | North | Manomet St. | 532.2' | East | West | Riverside Ave. | 4.6'
3-0386 | 844 | 4 | 4.5 | 2.5 | 2.5 |  | 1S2H | 1977-01-01 | 1 | Am. Dar | 45 | Robert St. | B-50-B | 6 | B-77 |  | North | North | Fairmont St. | 235.0' |  |  |  |  | Leather
5-0060 | 2231 | 4 | 4.5 | 2.5 | 2.5 |  | 1S2H | 1954-01-01 | 1 | Dar | 50 | Robin St. | one piece barrel | 6 | K-2 |  | North | North | Bluejay St. | 142.8' | East | West | Robin St. | 2.0' | LV
5-0061 | 2233 | 4 | 4.5 | 2.5 | 2.5 |  | 1S2H | 1951-01-01 | 1 | Dar | 48 | Robin St. | one piece barrel | 6 | K-2 |  | North | North | Sparrow St. | 7.0' | East | West | Robin St. | 5.0' | Leather
5-0758 | 1617 | 5.25 | 4.5 | 2.5 | 2.5 |  | 1S2H | 2010-05-14 | 1 | Mu. | 50 | Rochambeau St. | Super Centurion | 6 | I-35 |  | North | North | Carlisle St. | 407.4' | East | West | Rochambeau St. | 7.8'
3-0362 | 1031 | 4 | 4.5 | 2.5 | 2.5 |  | 1S2H | 1997-01-01 | 1 | Dar | 50 | Rockdale Ave | post | 6 | B-75 | Gate 5.1' SxN Durfee St. 29.4 | North | South | Durfee St. | 12.0' | East | West | Rockdale Ave. | 5.2' | Leather
3-0369 | 920 | 5 | 4.5 | 2.5 | 2.5 |  | 2S1H | 2001-01-01 | 1 | Chapman | 48 | Rockdale Ave | post | 6 | B-77 | gate 2.9' | North | North | Hapwell St. | 42.7' | East | West | Rockdale Ave. | 6.4' | Rubber
3-0406 | 770 | 5.25 | 4.5 | 2.5 | 2.5 |  | 1S2H | 2008-07-01 | 1 | Am. Dar | 40 | Rockdale Ave | B-62-B | 6 | B-77 | gate 6.0' E | North | South | Maxfield St. | 40.7' | East | West | Rockdale Ave.
3-0406 |  | 4.625 | 4.5 | 2.5 | 2.5 |  |  | 2008-01-01 | 1 | Am. Dar | 40 | Rockdale Ave | B-62-B QB | 6 | B-77 | gate 4.9' E | North | South | Maxfield St. | 33.7' | East | West | Rockdale Ave. | 9.9' | 2007 Model | yes | 2008-07-01
1-0067 | 276 | 4.5 | 4.5 | 4 | 2.5 |  | 1S2H | 1990-12-13 | 1 | Am Dar | 68 | Rockdale Ave. | B-50-B | 6 | E-67 |  | North | North | Rockdale Ave. | 9.6' | East | West | Stephen St. | 8.6' | BLV
2-0197 | 10 | 5 | 5 | 5 | 2.5 |  | 2S1H | 1917-01-01 | 1 | Chapman | 46 | Rockdale Ave. | post | 6 | B-52 | gate 2.2' | North | North | Elm St. | 137.0' | East | West | Rockdale Ave. | 8.9' | Rubber
2-0352 | 269 | 5.25 | 4.5 | 2.5 | 2.5 |  | 1S2H | 1994-04-01 | 1 | Mu. | 60 | Rockdale Ave. | Super Centurion | 6 | C-55 | 6" gate in front ExCtr of Hydt 3.5' | North | North | Sharp St. | 73.5' | East | West | Rockdale Ave. | 11.2'
3-0355 | 1030 | 4 | 4.5 | 2.5 | 2.5 |  | 1S2H | 1975-01-01 | 1 | APS200 |  | Rockdale Ave. | QB MJ | 6 | B-75 | gate 5.5' | North | North | Potter St. | 174.0' | North |  | Main Gate | 21.5'
1-0170 | 246 | 4 | 4.5 | 2.5 | 2.5 |  | 1S2H | 1961-01-01 | 1 | Dar | 85 | Rodney French Blvd. | B-50-B | 6 | H-69 | Gate 8.3' | North | North | Ruth St. | 18.4' | East | West | East French Ave. | 10.7' | Leather
1-0256 | 106 | 4 | 4.5 | 2.5 | 2.5 |  | 1S2H | 2013-01-01 | 1 | Dar | 80 | Rodney French Blvd. | Post | 6 | H-71 | W from Ctr of Gate 8.3', 8" Main-Theoretical Static Pressure 89# | North | North | Rodney French Blvd South | 11.1' | East | West | Rodney French Blvd East | 2.3' | Leather
1-0319 | 123 | 4 | 4.5 | 2.5 | 2.5 |  | 1S2H | 1971-01-01 | 1 | Am Dar | 83 | Rodney French Blvd. | B-50-B | 6 | H-74 | Gate 3.2' N | North | North | Bay View | 7.0' | East | West | Rodney French Blvd W | 4.3'
1-0159 | 241 | 4 | 4.5 | 2.5 | 2.5 |  | 1S2H | 1921-01-01 | 1 | Dar | 85 | Roosevelt St. | Post | 6 | H-69 |  | North | North | Ruth St. | 349.0' | East | West | Roosevelt St. | 8.0' | Leather
1-0167 | 242 | 4 | 4.5 | 2.5 | 2.5 |  | 1S2H | 1962-01-01 | 1 | Dar | 81 | Roosevelt St. | B-50-B | 6 | H-69 | Gate 4.5' ExCtr Hydt | North | North | Ruth St. | 4.7' | East | West | Roosevelt St. | 8.2' | Leather
3-0337 | 1086 | 4 | 4.5 | 2.5 | 2.5 |  | 1S2H | 1957-01-01 | 1 | Dar | 45 | Roseanne St. | one piece | 6 | B-75 |  | North |  | Rockway St. | 64.0' | East | West | Roseanne St. | 8.9' | LV
3-0341 | 1021 | 5.25 | 4.5 | 2.5 | 2.5 |  | 1S2H | 1995-11-08 | 1 | Am. Dar | 48 | Roseanne St. | B-62-B | 6 | B-75 | gate 7.2' Ex Ctr Hydt | North | North | Oakdale St. | 40.0' | South | South | Rockway St. | 391.8'
2-0210 | 3565 | 5.25 | 4.5 | 2.5 | 2.5 |  | 1S2H | 1994-08-15 | 1 | Am. Dar | 47 | Rounds St. | B-62-B | 6 | B-53 |  | North | North | Elm St. | 1.0' | East | West | Rounds St, | 7.0'
2-0224 | 3566 | 4 | 4.5 | 2.5 | 2.5 |  | 1S2H | 1974-01-01 | 1 | Dar Am. | 48 | Rounds St. | B-50-B | 6 | C-54 | gate 4.3' | North | North | Court St. | 215.4' | East | West | Rounds St, | 6.2'
2-0239 | 19 | 5 | 4.5 | 2.5 | 2.5 |  | 2S | 1997-01-01 | 1 | Chapman | 51 | Rounds St. | Post | 6 | C-54 |  | North | North | Union St. | 3.3' | East | West | Rounds St, | 6.8 | Babbitt
2-0562 | [11 empty] | Route 18 |  |  |  |  | North | North | Elm St.
3-0364 | 1175 | 4.625 | 4.5 | 2.5 | 2.5 |  | 1S2H | 1987-07-01 | 1 | AP Smith |  | Rowe St. | H200 QB MJ |  | B-76 |  | North | North | Sawyer St. | 219.5' | East | West | Rowe St. | 5.3'
3-0423 | 1090 | 5.25 | 4.5 | 2.5 | 2.5 |  | 1S2H | 2008-05-28 | 1 | Am. Dar |  | Rowe St. | B-62-B | 6 | B-79 | gate 5.5 | North | North | Potter St. | 203.0' | East | West | Rowe St. | 6.0'
5-0578 | 1643 | 4 | 4.5 | 2.5 | 2.5 |  | 1S2H | 1995-01-01 | 1 | Dar | 64 | Roy St. | Post | 6 | J-25 |  | North | North | Brooklawn St. | 18.0' | East | West | Roy St. | 6.7' | Leather
1-0157 | 3501 | 4 | 4.5 | 2.5 | 2.5 |  | 1S2H | 1921-01-01 | 1 | Dar | 82 | Salisbury St. | Post | 6 | H-69 |  | North | North | Ruth St. | 427.5' | East | West | Salisbury St. | 8.2' | Leather
1-0166 | 3502 | 4 | 4.5 | 2.5 | 2.5 |  | 1S2H | 1962-01-01 | 1 | Dar | 81 | Salisbury St. | B-50-B | 6 | H-69 | Gate 5.5' ExCtr Hydt | North | North | Ruth St. | 3.8' | East | West | Salisbury St. | 9.4' | Leather
1-0172 | 3503 | 5 | 5 | 5 | 2.5 |  | 2S1H | 1907-01-01 | 1 | Chapman | 74 | Salisbury St. | Post | 6 | H-69 |  | North | North | David St. | 4.0' | East | West | Salisbury St. | 8.4' | Rubber
5-0056 | 2228 | 4 | 4.5 | 2.5 | 2.5 |  | 1S2H | 1949-11-01 | 1 | Dar | 50 | Sassaquin Ave | one piece barrel | 6 | K-2 | gate 4.3' N x Ctr Hydt | North | West | Oriole St. | 50.0' | East | West | Sassaquin Ave | 5.0' | Leather
1-0243 | 134 | 4 | 4.5 | 2.5 | 2.5 |  | 1S2H | 1972-01-01 | 1 | Dar Am. |  | Sea View Ter |  | 6 | H-71 | gate 5.5' | North | North | Freedom Blvd. | 304.5' | East | West | Sea View Ter | 4.0' | BLV
5-0747 | 1610 | 4 | 4.5 | 2.5 | 2.5 |  | 1S2H | 1959-01-01 | 1 | Dar | 48 | Seabury St. |  | 6 | I-35 |  | North | North | Brooklawn Ave. | 185.0' |  |  |  |  | Leather
2-0076 | 3923 | 4 | 4.5 | 2.5 | 2.5 |  | 1S2H | 1969-01-01 | 1 | Dar | 84 | Second St. | B-50-B | 6 | G-45 | 6" gate in front E from C of Hydt 2.1' | North | North | Morgan's Lane | 9.1' | East | West | Second St. | 6.0' | BLV
2-0093 | 390 | 4 | 4.5 | 2.5 | 2.5 |  | 1S2H | 1974-12-01 | 1 | Smith |  | Second St. |  |  | G-45 | gate 6.0' E | North | North | Potomska St. | 282.0' | East | West | Second St. | 8.0'
2-0162 | 655 | 4 | 4.5 | 2.5 | 2.5 |  | 1S2H | 1919-01-01 | 1 | Dar | 55 | Seventh St. | Post | 6 | F-49 | gate 3.0' | North | North | Madison St. | 49.8' | East | West | Seventh St. | 6.5' | Leather
2-0164 | 567 | 4 | 4.5 | 2.5 | 2.5 |  | 1S2H | 1919-01-01 | 1 | Dar | 64 | Seventh St. | Post | 6 | F-49 | gate 3.0' | North | North | Cherry St. | 4.2' | East | West | Seventh St. | 7.1' | Leather
3-0193 | 1049 | 5.25 | 4.5 | 2.5 | 2.5 |  | 1S2H | 2007-05-30 | 1 | Mu. | 35 | Shawmut Ave. | Super Centurion | 6 | A-58 | gate 4.4' | North | North | Austin St. | 195.0' | East | West | Shawmut Ave. | 8.4'
3-0222 | 947 | 5 | 5 | 5 | 2.5 |  | 2S | 1889-01-01 | 1 | Chapman | 42 | Shawmut Ave. | Post | 6 | A-58 |  | North | South | Locust St. | 10.8' | East | West | Shawmut Ave. | 6.5' | Babbitt
3-0226 | 948 | 4 | 4.5 | 2.5 | 2.5 |  | 1S2H | 1922-01-01 | 1 | Dar | 42 | Shawmut Ave. | Post | 6 | A-58 |  | North | North | Parker St. | 231.7' | East | West | Shawmut Ave. | 6.5' | Leather
3-0454 | 1106 | 4 | 4.5 | 2.5 | 2.5 |  | 1S2H | 1922-01-01 | 1 | Dar | 35 | Shawmut Ave. | post | 6 | B-79 |  | North | North | Durfee St. | 334.7' | East | West | Shawmut Ave. | 6.4' | Leather
4-0109 | 1378 | 5.25 | 4.5 | 2.5 | 2.5 |  | 1S2H | 2001-12-21 | 1 | Am. Dar | 43 | Shawmut Ave. | B-62-B | 6 | I-32 | gate W x Hydt 6.5' | North | North | Hathaway Rd. | 674.1' | East | West | Shawmut Ave. | 4.3'
4-0110 | 3691 | 4.5 | 4.5 | 2.5 | 2.5 |  | 1S2H | 1989-06-23 | 1 | Smith | 38 | Shawmut Ave. | H200 QB | 6 | I-32 | ES N x Hathaway Rd. Gate 6.5' | North | North | Hathaway Rd. | 51.2' |  |  |  |  | Rubber
4-0283 | 1206 | 4 | 4.5 | 2.5 | 2.5 |  | 1S2H | 1973-01-01 | 1 | Dar Am. | 37 | Shawmut Ave. | B-50-B | 6 | B-78 | gate No MEAS. | North | North | Potter St. | 362.6' | East | West | Shawmut Ave. | No Meas
5-0503 | 1740 | 5.25 | 4.5 | 2.5 | 2.5 |  | 1S2H | 1994-06-27 | 1 | Mu. | 61 | Shawmut Ave. | Super Centurion | 6 | K-21 | Gate 4.3' | North | North | Plainville Rd. | 34.0' | West | East | Shawmut Ave. | 2.0'
5-0504 | 1739 | 4 | 4.5 | 2.5 | 2.5 |  | 1S2H | 1925-01-01 | 1 | Dar | 62 | Shawmut Ave. | Post | 6 | K-21 | p124, Gate 2.5' E | North | North | Plainville Rd. | 18.0' | East | West | Shawmut Ave. | 3.0' | Leather
5-0506 | 3632 | 5 | 5 | 5 | 2.5 |  | 2S1H | 1912-01-01 | 1 | Champman | 55 | Shawmut Ave. | Post | 6 | K-21 | 6" gate in front E. from Ctr of Hydt 3.7', Taps old 36" main, west side | North | North | Plainville Rd. | 914.8' | East | West | Shawmut Ave. | 0.6' | Rubber
5-0507 | 3633 | 5 | 5 | 5 | 2.5 |  | 2S1H | 1912-01-01 | 1 | Chapman | 58 | Shawmut Ave. | Post | 6 | K-21 | S from angle at Turner's Pond 115.8', 6" gate in front E. from Ctr of Hydt 3.7' | North | North | Plainville Rd. | 1792.8' | East | West | Shawmut Ave. | 3.5' | Rubber
5-0691 | 3702 | 2 | 4.5 | 2.5 | 2.5 |  | 1S2H | 1979-01-01 | 1 | Dar Am. |  | Shawmut Ave. |  |  | I-31 | gate 1.6' | North | 5th Hydt | N x Nash Rd. | 597.0' | East | West | Shawmut Ave. | 11.0'
5-0692 | 3701 | 5.25 | 4.5 | 2.5 | 2.5 |  | 1S2H | 2013-09-05 | 1 | Am. Dar |  | Shawmut Ave. |  | 6 | I-31 | gate 1.6' | North | 4th Hydt | N x Nash Rd. | 535.0' | East | West | Shawmut Ave. | 11.0'
5-0694 | 3699 | 5.25 | 4.5 | 2.5 | 2.5 |  | 1S2H | 2013-02-20 | 1 | Am. Dar |  | Shawmut Ave. | B-62-B | 6 | I-32 | gate 1.5' | North | 2nd hydt. | N x Nash Rd. | 501.0' | East | West | Shawmut Ave.
5-0695 | 3696 | 4.5 | 4.5 | 2.5 | 2.5 |  | 1S2H | 1987-11-06 | 1 | Am Dar |  | Shawmut Ave. | B-50-B | 6 |  | gate 7.1' E | North | North | Nash Rd. | 435.0' | East | West | Shawmut Ave. | 15.4'
5-0696 | 3698 | 5.25 | 4.5 | 2.5 | 2.5 |  | 1S2H | 2001-04-05 | 1 | Am. Dar | 60 | Shawmut Ave. | B-62-B | 6 | I-32 | gate 20.6' Ex Hydt | North | North | Nash Rd. | 148.0' | East | West | Shawmut Ave. | 9.0'
5-0888 |  | 5.25 | 4.5 | 2.5 | 2.5 |  | 1S2H | 2007-01-01 | 1 | Am. Dar |  | Shawmut Ave. | B-62-B |  |  | S x Hydt (5-0686) Gate Ex Hydt 9.5' | North | North | Nash Rd. | 750.0' | East | West | Shawmut Ave/
5-0889 |  | 5.25 | 4.5 | 2.5 | 2.5 |  | 1S2H | 2007-01-01 | 1 | Am. Dar |  | Shawmut Ave. | B-62-B |  |  | Gate E x Hydt 11.0', S x Hydt (5-0686) | North | North | Nash Rd. | 1000.0' | East | West | Shawmut Ave/
1-0162 | 3492 | 5.25 | 4.5 | 2.5 | 2.5 |  | 1S2H | 2012-01-31 | 1 | Am. Dar | 89 | Shore St. | B-62-B | 6 | H-69 |  | North | North | Grit St. | 8.3' | East | West | Shore St. | 8.9'
2-0140 | 705 | 4 | 4.5 | 2.5 | 2.5 |  | 1S2H | 1973-01-01 | 1 | Smith |  | Sixth St. | H200 QB MJ | 6 | F-49 | S x Kempton St 105.0', Gate 3.3' | North | South | High St. | 2.6' | East | West | Sixth St. | 6.0' | RV
2-0168 | 451 | 4.625 | 4.5 | 2.5 | 2.5 |  | 1S2H | 2014-10-29 | 1 | Am-Darl | 82 | Sixth St. | B-62-B | 6 | D-63 | Gate 1.9' | North | North | Grinnell St. | 194.0' | East | West | Sixth St. | 6.9'
SprinkCarH-0005 |  |  | 4.5 | 2.5 | 2.5 |  | 1S2H | 1908-01-01 | 1 |  |  | Sixth St. |  |  |  | Sprinkling car hydrant with 4" gate. See gate card for sketch or App. 12254, service index | North | North | Park Place | 19.0' | East | West | Sixth St. | 21.2'
1-0322 | 295 | 1 | 4.5 | 2.5 | 2.5 |  | 1S2H | 1983-01-01 | 1 | Mu107 |  | So. Front St. | MJ |  | G-47 | gate 5.9' E | North | North | Blackmer St. | 103.0' | West | East | So. Front St. | 57.5'
1-0325 | 294 | 1 | 4.5 | 2.5 | 2.5 |  | 1S2H | 1983-01-01 | 1 | Mu107 |  | So. Front St. | MJ |  | G-47 | gate 4.2' E | North | North | Delano St. |  | West | East | So. Front St. | 48.5'
1-0141 | 3896 | 5.25 | 4.5 | 2.5 | 2.5 |  | 1S2H | 2000-06-02 | 1 | Dar |  | So. Second St | B-62-B | 6 | H-69 | Gate E x Hydt 9.5' | North | North | Cove St. | 16.0' | East | West | So. Second St. | 8.5'
5-0527 | 1662 | 4 | 4.5 | 2.5 | 2.5 |  | 1S2H | 1949-01-01 | 1 | Dar | 63 | Somerset St. | one piece barrel | 6 | J-24 |  | North | North | Dawson St. | 128.0' | East | West | Somerset St. | 8.5' | Leather
5-0534 | 1666 | 5.25 | 4.5 | 2.5 | 2.5 |  | 1S2H | 2002-01-01 | 1 | Mu. | 63 | Somerset St. | Super Centurion | 6 | J-24 |  | North | South | Branscomb St. | 18.0' | East | West | Somerset St. | 8.9'
4-0262 | 3690 | 4 | 4.5 | 2.5 | 2.5 |  | 1S2H | 1972-01-01 | 1 | Dar |  | SS Pitman St. | B-50-B | 6 | B-78 | Gate 8.3' | North | South | Pitman St. | 7.1' | East | East | Easement | 6.1' | BLV
3-0017 | 1128 | 4 | 4.5 | 2.5 | 2.5 |  | 1S2H | 1920-01-01 | 1 | Dar | 68 | State St. | Post | 6 | I-40 | gate 5.4' | North | North | Penniman St. | 7.9' | East | West | State St. | 5.8' | Leather
3-0104 | 1169 | 4 | 4.5 | 2.5 | 2.5 |  | 1S2H | 1933-01-01 | 1 | Dar | 67 | State St. | Post | 6 | F-48 | gate 5.8' | North | North | Hazard St. | 140.0' | East | West | State St. | 6.3' | Leather
2-0411 | 554 | 5.25 | 4.5 | 2.5 | 2.5 |  | 1S2H | 2012-11-02 | 1 | Am. Dar | 64 | Stetson St. | B-62-B | 6 | A-60 |  | North | North | Bedford St. | 237.0' | East | West | Stetson St. | 11.5'
2-0418 | 708 | 4 | 4.5 | 2.5 | 2.5 |  | 1S2H | 1974-01-01 | 1 | Smith |  | Summer St. | H200 QB MJ | 6 | D-62 | gate 17.2' W | North | North | Middle St. | 8.0' | West | East | Summer St. | 6.2' | RV
3-0032 | 1060 | 5.25 | 4.5 | 2.5 | 2.5 |  | 1S2H | 2002-04-06 | 1 | Mu. | 33 | Summer St. | Super Centurion | 6 | I-40 | gate W x Ctr Hydt 18.0' | North | North | Weld St. | 101.2' | West | East | Summer St. | 6.8'
3-0039 | 1063 | 4 | 4.5 | 2.5 | 2.5 |  | 1S2H | 2006-01-01 | 1 | Dar | 37 | Summer St. | Post | 6 | I-40 | Gate W. from Ctr Hydt 18.5' | North | North | Durfee St. (W) | 14.8' | West | East | Summer St. | 7.1' | Leather
4-0183 | 1308 | 5 | 4.5 | 2.5 | 2.5 |  | 2S1H | 2002-01-01 | 1 | Chapman | 38 | Summer St. | Post | 6 | I-39 | S x S Polk St. 13.6' | North | North | Filmore St. | 170.9' | East | West | Summer St. | 8.3'
3-0137 | 861 | 5.25 | 4.5 | 2.5 | 2.5 |  | 1S2H | 2008-08-01 | 1 | Am. Dar | 45 | Summit St. | B-62-B | 6 | B-51 | gate 9.0' E | North | North | Maxfield St. | 306.2' | East | West | Summit St. | 6.5'
3-0137 |  | 4 | 4.5 | 2.5 | 2.5 |  | 1S2H | 2008-01-01 | 1 | Am. Dar | 45 | Summit St. | B-62-B | 6 | B-51 | gate 9.0' E | North | North | Maxfield St. | 306.0' | East | West | Summit St. | 6.5' | Leather | yes | 2008-08-01
3-0418 | 934 | 5.25 | 4.5 | 2.5 | 2.5 |  | 1S2H | 1996-05-14 | 1 | Am. Dar |  | Summit St. | B-62-B |  |  |  | North | North | Nemasket St. | 170.0' | East | West | Summit St. | 8.0'
3-0457 | 859 | 4 | 4.5 | 2.5 | 2.5 |  | 1S2H | 2014-10-01 | 1 | Dar | 42 | Summit St. | one piece barrel | 6 | B-51 | gate 4.0' W x Ctr Hydt | North | Inter. | Hathaway Blvd. x Summit | 175.2' | West | East | Summit St. | 11.0' | Leather
1-0219 | 180 | 4 | 4.5 | 2.5 | 2.5 |  | 1S2H | 1952-01-01 | 1 | Dar | 70 | Swan St. | one piece barrel | 6 | H-70 | SxS Butler St. 864.0' | North |  | Apponagansett St. | 89.0' | East | West | Swan St. | 9.0' | LV
5-0621 | 1640 | 4 | 4.5 | 2.5 | 2.5 |  | 1S2H | 1977-01-01 | 1 | Am Dar | 73 | Sylvia St. | B-50-B | 6 | J-26 | WxW Belleville Ave. | North | South | Sylvia St. | 10.0' | North | South | Sylvia St. | 10.0'
3-0370 | 924 | 3 | 4.5 | 2.5 | 2.5 |  | 1S2H | 1981-08-10 | 1 | APS200 |  | Tanglewood Dr. | H200 MJ |  | B-77 | Gate S 4.9' | North | North | Nemasket St. | 600.8' | East | West | Tanglewood Dr.
3-0375 | 928 | 3 | 4.5 | 2.5 | 2.5 |  | 1S2H | 1981-08-10 | 1 | APS200 |  | Tanglewood Dr. | H200 MJ |  | B-77 | Gate 7.4' | North | North | Nemasket St. | 249.0' | East | West | Tanglewood Dr. | 4.5'
Free-0001 |  | 4 | 4.5 | 2.5 | 2.5 |  | 1S2H | 1921-01-01 | 1 | Dar | 30 | Taunton Rd. | Post | 6 |  |  | North |  | Town Line | 1232.2' | Gate | Center | Hydrant | 11.8' | Leather
1-0227 | 150 | 5.25 | 4.5 | 2.5 | 2.5 |  | 1S2H | 2002-01-30 | 1 | Am. Dar | 83 | Teresa St. | B-50-B | 6 | H-71 | gate 8.0' | North | North | Aquidneck St. | 429.1' | East | West | Teresa St. | 7.5'
1-0163 | 3495 | 4.5 | 4.5 | 2.5 | 2.5 |  | 1S2H | 1988-04-19 | 1 | Am Dar |  | Thatcher St. | B-50-B | 6 | H-69 | NW cor Grit St. | North | North | Grit St. | 4.2' | East | West | Thatcher St. | 8.5'
5-0042 | 2162 | 4 | 4.5 | 2.5 | 2.5 |  | 1S2H | 1975-01-01 | 1 | Dar | 51 | Tobey St. | B-50-B | 6 | K-2 |  | North | North | Sassaquin Ave. | 2.5' | West | East | Tobey St. | 7.7'
3-0330 | 1705 | 4 | 4.5 | 2.5 | 2.5 |  | 1S2H | 1965-01-01 | 1 | Dar | 49 | Tradewind St. | B-50-B | 6 | B-75 | Gate 5.6' | North | North | Rebecca St. | 186.7' | East | West | Tradewind St. | 6.5' | Leather
3-0448 | 1105 | 4 | 4.5 | 2.5 | 2.5 |  | 2S | 1947-01-01 | 1 | Dar | 38 | Turner St. | QB | 6 | B-79 |  | North | North | Durfee St. | 290.0' | East | West | Turner St. | 8.6' | Leather
5-0024 | 2217 | 4 | 4.5 | 2.5 | 2.5 |  | 1S2H | 1959-01-01 | 1 | Dar | 30 | Upland St. | B-50-B one piece barrel | 6 | K-1 |  | North |  | Peckham St. | 11.0' |  |  |  |  | Leather
5-0285 | 2002 | 4.625 | 4.5 | 2.5 | 2.5 |  | 1S2H | 1989-10-26 | 1 | APS200 |  | Ventura Lane | H200 | 6 |  |  | North | South | Phillips Rd. | 415.0' | East | West | Ventura Lane | 4.0'
5-0287 | 2003 | 4.625 | 4.5 | 2.5 | 2.5 |  | 1S2H | 1989-10-26 | 1 | APS200 |  | Ventura Lane | H200 | 6 |  |  | North | South | Phillips Rd. | 620.0' | West | East | Ventura Lane | 10.0'
5-0582 | 1647 | 5 | 5 | 5 | 2.5 |  | 2S1H | 1913-01-01 | 1 | Chapman | 70 | Vernon St. | Post | 6 | J-25 |  | North | North | Brooklawn St. |  | East | West | Vernon St. | 5.9' | Rubber
1-0156 | 3509 | 4.5 | 4.5 | 2.5 | 2.5 |  | 1S2H | 1987-02-24 | 1 | Am Dar |  | Viall St. | B-50-B QF | 6 | H-69 |  | North | North | Ruth St. | 372.0' | East | West | Viall St. | 8.4'
1-0165 | 3510 | 4 | 4.5 | 2.5 | 2.5 |  | 1S2H | 1961-01-01 | 1 | Dar | 78 | Viall St. | B-50-B | 6 | H-69 |  | North | North | Ruth St. | 3.8' | East | West | Viall St. | 8.9' | L
3-0187 | 1056 | 2 | 4.5 | 2.5 | 2.5 |  | 1S2H | 1980-01-01 | 1 | Dar Am. | 37 | Vine St. | MJ |  | A-58 | gate 3.0' | North | North | Mt. Pleasant Lane | 102.0'
SprinkCarH-0004 |  |  | 4.5 | 2.5 | 2.5 |  | 1S2H | 1908-01-01 | 1 |  |  | W. French Ave. |  |  |  | Sprinkling car hydrant with 4" gate. See gate card for sketch or App. 12258, service index | North | South | Welcome St. | 6.5' | East | West | W. French Ave. | 22.5'
2-0077 | 589 | 4 | 4.5 | 2.5 | 2.5 |  | 1S2H | 1976-06-10 | 1 | Mu. |  | W.S. Acushnet Ave. | M.J. | 6 | G-45 | NW Cor. Bedford St. gate 3.3'E | North | North | Bedford St. | 4.3' | East | West | Acushnet Ave. | 6.5' | R.V.
5-0581 | 1646 | 4 | 4.5 | 2.5 | 2.5 |  | 1S2H | 1920-01-01 | 1 | Dar | 70 | Waldo St. | Post | 6 | J-25 |  | North | North | Park Drive | 8.2' | East | West | Waldo St. | 6.0' | Leather
4-0218 | 1296 | 2 | 4.5 | 2.5 | 2.5 |  | 1S2H | 1984-06-27 | 1 | Dar Am. | 48 | Walker St. | QF MJ |  | A-57 | gate 7.2' | North | North | Malden St. | 41.8'
2-0469 | 542 | 4 | 4.5 | 2.5 | 2.5 |  | 1S2H | 1979-01-01 | 1 | Dar Am. | 63 | Ward St. |  |  | D-63 | gate 10.4' S | North | South | Allen St. | 209.5' | East | West | Ward St. | 15.2'
1-0336 | 4052 | 1 | 4.5 | 2.5 | 2.5 |  | 1S2H | 1983-11-20 | 1 | Mu107 | 84 | Water St. | MJ |  |  | gate 5.8' | North | North | Cove St. | 323.5' | East | West | Water St. | 6.0'
3-0411 | 768 | 5.25 | 4.5 | 2.5 | 2.5 |  | 1S2H | 2004-12-19 | 1 | Mu | 42 | Watson St. | B-62-B |  | B-77 |  | North | North | Kempton St. | 126.0' | East | West | Watson St. | 7.1'
2-0467 | 541 | 4 | 4.5 | 2.5 | 2.5 |  | 1S2H | 1974-01-01 | 1 | Dar Am. |  | Waverly St. | B-50-B | 6 | D-63 | gate 7.0' | North | North | Allen St. | 228.8' | East | West | Waverly St. | 7.0' | BLV
5-0206 | 3978 | 4.5 | 4.5 | 2.5 | 2.5 |  | 1S2H | 1999-01-01 | 1 | Am. Dar |  | Welby Rd. | B-50-B |  | K-9 |  | North | South | Welby Rd. | 1056.0'
5-0207 | 2038 | 5.25 | 4.5 | 2.5 | 2.5 |  | 1S2H | 2014-02-18 | 1 | Am. Dar |  | Welby Rd. | B-62-B |  | K-9 |  | North | South | Welby Rd. | 678.0' | East | West | Welby Rd. ext.
5-0208 | 2039 | 2 | 4.5 | 2.5 | 2.5 |  | 1S2H | 1985-06-20 | 1 | Dar Am. |  | Welby Rd. | QF |  | K-9 | gate 10.0' | North | South | Welby Rd. | 300.0' | East | West | Welby Rd. ext. | 3.0'
3-0038 | 3958 | 4 | 4.5 | 2.5 | 2.5 |  | 1S2H | 1975-12-18 | 1 | Mu107 | 71 | Weld St. |  |  | I-40 | gate 5.6' N | North | South | Weld St. | 8.6' | West | West | State St. | 3.0' | RV
2-0359 | 418 | 4.625 | 4.5 | 4 | 2.5 |  | 1S2H | 2006-05-15 | 1 | APS200 (used) | 60 | West St. | H200 |  | C-56 |  | North | North | Grape St. | 137.0' | East | West | West St. | 6.5'
3-0372 | 926 | 4 | 4.5 | 2.5 | 2.5 |  | 1S2H | 1957-01-01 | 1 | Dar | 50 | Westview St. | B-50-B one piece barrel | 6 | B-77 |  | North | North | Nemasket St. | 568.0' | East | West | Westview St. | 9.0' | Leather
4-0263 | 1286 | 4 | 4.5 | 2.5 | 2.5 |  | 1S2H | 1955-01-01 | 1 | Dar | 42 | Whitlow St. | B-50-B | 6 |  | 1956 notebook | North | North | Pitman St. | 56.0' | East | West | Whitlow St. | 9.0' | LV
5-0308 | 1946 | 5.25 | 4.5 | 2.5 | 2.5 |  | 1S2H | 1997-08-28 | 1 | Am. Dar | 48 | Wildwood Rd. | B-62-B | 6 | K-13 |  | North | South | Leland St. | 30.5' | East | West | Wildwood Rd. | 9.0'
5-0317 | 3728 | 4 | 4.5 | 2.5 | 2.5 |  | 1S2H | 1946-01-01 | 1 | Dar | 48 | Wildwood Rd. | QB | 6 | K-13 |  | North | North | Kingcroft St. | 38.0' | East | West | Wildwood Rd. | 8.8' | Leather
5-0454 | 1796 | 4 | 4.5 | 2.5 | 2.5 |  | 1S2H | 1927-01-01 | 1 | Dar | 41 | Worcester St. | Post | 6 | K-17 |  | North |  | Lynn St. | 440.6' | East | West | Worcester St | 9.7' | Leather
5-0480 | 1784 | 4 | 4.5 | 2.5 | 2.5 |  | 1S2H | 1920-01-01 | 1 | Dar | 48 | Worcester St. | Post | 6 | K-17 |  | North | North | Tarkiln Hill Rd | 348.2' | East | West | Worcester St | 8.0' | Leather
5-0064 |  | 5.25 | 4.5 | 2.5 | 2.5 |  | 1S2H | 2001-12-20 | 1 | Am Dar | 47 | Wren St. | B-62-B | 6 | K-2 |  | North | North | Sassaquin Ave. | 442.0' | East | West | Wren St. | 2.0'
2-0007 | 740 | 4 | 4.5 | 2.5 | 2.5 |  | 1S2H | 1976-01-01 | 1 | Mu. |  | WS Acushnet Ave. | R.V. M.J. |  | G-42 | gate 4.6' | North | North | William St. | 7.0' | East | West | Acushnet Ave. | 11.6'
3-0388 | 841 | 4 | 4.5 | 2.5 | 2.5 |  | 1S2H | 1972-01-01 | 1 | Dar |  | WS Oesting St. | B-50-B | 6 | B-77 | gate 4.6' East from West Easement 3.0' | North | First | Hyd. N. x Oesting | 429.0' | South | South | Fairmount St. | 35.0'
3-0396 | 851 | 4 | 4.5 | 2.5 | 2.5 |  | 1S2H | 1972-01-01 | 1 | Dar |  | WS Oesting St. | B-50-B | 6 | B-77 | gate 4.6' | North | North | Winslow St. | 328.0' | East | West | Oesting | 7.0'
2-0488 | 461 | 4 | 4.5 | 2.5 | 2.5 |  | 1S2H | 1977-08-04 | 1 | Am. Dar |  | WS Orchard St. |  | 6 | D-63 | gate 6.7' | North | North | Grinnell St. | 3.6' | East | West | Orchard St. | 5.6' | Leather
1-0054 | 3609 | 4 | 4.5 | 2.5 | 2.5 |  | 1S2H | 1976-08-05 | 1 | Mu |  | WS Osborn St. | MJ | 6 | E-66 | gate 10.0' E | North | North | Padanaram Ave. | 334.0' | East | West | Osborn St. | 5.0' | RV
5-0120 | 2128 | 4 | 4.5 | 2.5 | 2.5 |  | 1S2H | 1973-01-01 | 1 | Mu107 |  | WS Phillips Rd. |  |  | K-5 | Gate 3.7' E | North | N. B. | Gas & E Accedd Rd. | 1005.0' | East | West | Phillips Rd. | 10.0'
5-0121 | 2124 | 4 | 4.5 | 2.5 | 2.5 |  | 1S2H | 1973-01-01 | 1 | Mu107 |  | WS Phillips Rd. |  |  | K-5 | Gate 2.8' E | North | N. B. | G. & E. Access Rd | 500.0' | East | West | Phillips Rd. | 10.0'
3-0073 | 1003 | 4 | 4.5 | 2.5 | 2.5 |  | 2S1H | 1976-06-11 | 1 | Mu |  | WS Pleasant Cor. | Mech Joint | 6 | G-41 | N.W. Pope St. Gate 3.8' E | North | North | Pope St. | 0.6' | East | West | Pleasant St. | 6.3' | RV
3-0053 | 1166 | 4 | 4.5 | 2.5 | 2.5 |  | 1S2H | 1976-06-11 | 1 | Mu | 71 | WS Pleasant St. | Mech Joint | 6 | G-41 | Gate 4.0' E | North | North | Austin St. | 1.0' | East | West | Pleasant St. | 6.6' | RV
5-0406 | 1918 | 2 | 4.5 | 2.5 | 2.5 |  | 1S2H | 1985-04-17 | 1 | Dar Am. | 65 | WS Raymond St. | QF MJ |  | K-16 |  | North | North | York St. | 29.2'
4-0017 | 1465 | 4 | 4.5 | 2.5 | 2.5 |  | 1S2H | 1978-01-01 | 1 | Mu107 | 57 | WS Riverside Ave. | MJ | 6 | J-28 | gate 3.4' | North | North | Manomet St. | 337.0' | East | West | Riverside Ave.
4-0022 | 1466 | 4 | 4.5 | 2.5 | 2.5 |  | 1S2H | 1978-01-01 | 1 | Mu107 | 55 | WS Riverside Ave. | MJ | 6 | J-28 | gate 3.0' | North | north | Manomet St. | 137.0' | East | West | Riverside Ave. |  | RV
1-0198 | 207 | 1 | 4.5 | 2.5 | 2.5 |  | 1S2H | 1983-08-24 | 1 | Dar (used) | 84 | WS Rodney French Blvd. | B-50-B |  | H-70 | gate 41.2' | North | North | Norman St. | 87.0'
1-0245 | 132 | 4 | 4.5 | 2.5 | 2.5 |  | 1S2H | 1972-01-01 | 1 | Dar Am. |  | WS Sea View Ter | B-50-B | 6 | H-71 | gate 6.1' | North | North | Nina St. | 91.7' | East | West | Sea View Ter | 4.0'
3-0455 | 1103 | 4 | 4.5 | 2.5 | 2.5 |  | 1S2H | 1979-01-01 | 1 | APS200 | 34 | WS Shawmut Ave. | MJ QB | 6 | B-79 | gate 4.6' | North | North | Durfee St. | 700.0' | East | West | Shawmut Ave. |  | RV
5-0693 | 3700 | 2 | 4.5 | 2.5 | 2.5 |  | 1S2H | 1979-01-01 | 1 | Dar Am. |  | WS Shawmut Ave. | MJ |  | I-32 | gate 1.6' | North | 3rd Hydt | N x Nash Rd. | 662.0' | East | West | Shawmut Ave. | 11.0'
1-0308 | 111 | 4 | 4.5 | 2.5 | 2.5 |  | 1S2H | 1973-01-01 | 1 | Dar Am. |  | WS Shell St. | B-50-B | 6 | H-74 |  | North | North | Bass St. | 7.6' | East | West | Shell St. | 7.0'
4-0278 | 1203 | 4 | 4.5 | 2.5 | 2.5 |  | 1S2H | 1974-01-01 | 1 | Am. Dar |  | WS Shirley St. | B-50-B MJ | 6 | B-78 | gate 5.0' E | North | North | Shirley St. (S) | 285.0' | East | West | Shirley St (E) | 7.0' | BLV
5-0585 | 1651 | 4 | 4.5 | 2.5 | 2.5 |  | 1S2H | 1976-01-03 | 1 | Mu |  | WS Sowle St. | MJ | 6 | J-25 | gate 4.0' | North | North | Brooklawn St. | 18.5' | East | West | Sowle St. | 8.0' | RV
3-0279 | 886 | 5.25 | 4.5 | 2.5 | 2.5 |  | 1S2H | 1995-05-01 | 1 | Mu. |  | WS Spencer St. | Super Centurion |  |  | gate 7.2' | North | North | Willis St. | 9.0' | East | West | Spencer St. | 5.4'
5-0433 | 1835 | 5 | 5 | 5 | 2.5 |  | 2S1H | 1924-01-01 | 1 | Chapman | 72 | Yates St. | Post | 6 | K-16 |  | North | North | Tarkiln Hill Rd. | 413.0' | East | East | Yates St. | 8.5' | Rubber
1-0064 | 280 | 4 | 4.5 | 2.5 | 2.5 |  | 1S2H | 1925-01-01 | 1 | Dar | 66 |  | post | 6 | E-64 |  | North | North | Rockdale Ave. | 16.8' | East | West | Stackhouse St. | 11.1' | Leather
No ID # |  |  | 4.5 | 2.5 | 2.5 |  | 1S2H | 1978-01-01 | 1 |  |  | Pier 3 & 4 | Flush |  |  | Meter Pit NxS Bulkhead 33.6' WxE Bulkhead 88.0' S hydt 25.5' | North West | South East | Cor. Pier | 106.1' | West | East | Bulkhead | 3.7'
5-0701 | 1750 | 4.5 | 4.5 | 2.5 | 2.5 |  | 1S2H | 1990-02-13 | 1 | Am. Dar | 49 | King's Highway | B-50-B | 6 |  | gate SE x ctr. Hydt. 15.2' | North,East | Old East | Mt. Pleasant St. | 993.0' | East | West | King's Highway | 11.2'
5-0702 | 1751 | 4 | 4.5 | 2.5 | 2.5 |  | 1S2H | 1970-01-01 | 1 | Dar |  | King's Highway | B-50-B | 6 | I-34 | gate 4.0' | North,East | East | Mt. Pleasant St. | 581.7' | South | North | Old King's Highway | 7.2' | B.L.V.
5-0703 | 1752 | 4 | 4.5 | 2.5 | 2.5 |  | 1S2H | 1928-01-01 | 1 | Dar | 48 | King's Highway | Post | 6 | I-34 | gate SE from center of hydt. 15.2' | North,East | Old East | Mt. Pleasant St. | 545.6' | South,East | North,West | King's Highway | 8.7' | Leather
4-0145 | 1320 | 4.5 | 4.5 | 2.5 | 2.5 |  | 1S2H | 1988-02-01 | 1 | Am. Dar. |  | Collette St. | 6" R.V. Q.F. |  | I-37 |  | North,South | East | Brook St. | 12.0'
4-0247 | 1278 | 4.5 | 4.5 | 2.5 | 2.5 |  | 1S2H | 1988-04-13 | 1 | Am. Dar | 70 | Hathaway Rd. | B-50-B QF MJ | 6 | B-78 |  | North,South | East cor. | Rockdale Ave. | 1351.0' | North | North | Hathaway Rd. | 7.0'
1-0058 | 3605 | 4 | 4.5 | 2.5 | 2.5 |  | 1S2H | 1947-01-01 | 1 | Dar. | 88 | Norwell St. | QB | 6 | E-66 | gate 4.9' | North,West | West | Padanaram Ave. | 309.5' | East | West | Norwell St. | 8.7' | Leather
3-0368 | 925 | 3 | 4.5 | 2.5 | 2.5 |  | 1S2H | 1986-07-21 | 1 | Smith |  | Westview St. | H200 QB | 6 | B-77 |  | Northwest | South | Gifford's Lane | 374.0' | North | South | Westview St. | 5.0'
2-0102 | 299 | 2 | 4.5 | 2.5 | 2.5 |  | 1S2H | 1984-06-06 | 1 | Darl. Am. | 84 | Acushnet Ave. | IS 2H QB |  | G-45 |  | Noth | North | Rivet St. | 6.9' | East | West | Acushnet Ave. | 6.3'
5-0306 | 1939 | 1 | 4.5 | 2.5 | 2.5 |  | 1S2H | 1985-07-25 | 1 | Dar. Am. | 55 | Church St. |  |  | K-13 | gate 13.3' | Opp. |  | Avery St.
4-0089 | 1259 | 4 | 4.5 | 2.5 | 2.5 |  | 1S2H | 1978-01-01 | 1 | Mu107 | 75 | Sawyer St. | MJ | 6 | J-30 | gate 4.6' | S E | E Cor | Belleville Ave. (S) | 10.4' | North | South | Sawyer St. | 9.2'
5-0567 | 1690 | 4.5 | 4.5 | 2.5 | 2.5 |  | 1S2H | 1987-07-29 | 1 | Am. Dar. |  | Branscomb St. | B-50-B 6" RV QF |  | J-24 |  | S.S. | West | Acushnet Ave. | 417.0'
3-0443 | 1044 | 5.5 | 4.5 | 2.5 | 2.5 |  | 1S2H | 2012-02-22 | 1 | Am. Dar | 40 | Acorn St. | B-62-B | 6 | B-79 | 4" pipe 6" bell | South | South | Durfee St. | 351.0' | East | West | Acorn St. | 8.4'
1-0128 | 3428 | 3 | 4.5 | 2.5 | 2.5 |  | 1S2H | 1981-12-03 | 1 | APS200 | 84 | Acushnet Ave. | M.J. Q.B. H200 |  | H-69 |  | South | South | Blackmer St. | 1.9' | East | West | Acushnet Ave. | 6.9'
2-0078 | 588 | 4 | 4.5 | 2.5 | 2.5 |  | 1S2H | 1943-01-01 | 1 | Darl. | 85 | Acushnet Ave. | Post | 6 | G-45 | Moved from Griffin SE cor. Acushnet Ave. tap's Griffin St. main | South | South | Griffin St. | 3.75' | West | East | Acushnet Ave. | 6.0' | Leather
2-0081 | 3427 | 5.25 | 4.5 | 2.5 | 2.5 |  | 1S2H | 1994-02-01 | 1 | Mu. | 86 | Acushnet Ave. | Super 200 centurion | 6 | G-45 |  | South | South | Wing St. | 23.0' | East | West | Acushnet Ave. | 7.0'
2-0084 | 476 | 2 | 4.5 | 2.5 | 2.5 |  | 1S2H | 1983-02-27 | 1 | Darl. Am. | 84 | Acushnet Ave. | QB |  |  |  | South | South | Grinnell St. | 5.0' | East | West | Acushnet Ave. | 6.5'
3-0048 | 3429 | 4 | 4.5 | 2.5 | 2.5 |  | 1S2H | 2009-01-01 | 1 | Am. Dar | 85 | Acushnet Ave. | B-50-B | 6 | G-41 | 6" gate E x center of hydt. 12.7' | South | South | Logan St. | 196.2' | West | East | Acushnet Ave. | 50.0'
3-0051 | 3430 | 4 | 4.5 | 2.5 | 2.5 |  | 1S2H | 2009-01-01 | 1 | Am. Dar | 87 | Acushnet Ave. | B-50-B | 6 | G-41 | 6" gate E x center hyd. 11.4' | South | South | Logan St. | 459.0' | West | East | Acushnet Ave. | 37.4' | Leather
3-0086 | 912 | 4.5 | 4.5 | 2.5 | 2.5 |  | 1S2H | 1976-02-10 | 1 | Mu. |  | Acushnet Ave. | Super Centurion | 6 | G-41 |  | South | South | Pearl St. | 496.8' | East | West | Acushnet Ave. | 53.0'
4-0007 | 1326 | 4 | 4.5 | 2.5 | 2.5 |  | 1S2H | 1979-01-01 | 1 | Mu107 | 66 | Acushnet Ave. | M.J. |  | J-26 | gate 2.5' | South | South | Phillips Rd. | 1.4' | East | West | Acushnet Ave.
4-0058 | 1346 | 4 | 4.5 | 2.5 | 2.5 |  | 1S2H | 1978-01-01 | 1 | Mu107 | 68 | Acushnet Ave. | Mech. Joint | 6 | J-28 | gate 3.0' | South | West | Deane St. |  | East | West | Acushnet Ave. |  | R.V.
SprinkCarH-0002 |  |  | 4.5 | 2.5 | 2.5 |  | 1S2H | 1908-01-01 | 1 |  |  | Acushnet Ave. |  |  |  | Sprinkling car Hydt with 4" gate, See Gate card for sketch or See App. 12251 service index | South | South | Bates St. (E) | 16.6' | East | West | Acushnet Ave. | 31.8'
3-0146 | 3687 | 5.25 | 4.5 | 2.5 | 2.5 |  | 1S2H | 2008-09-01 | 1 | Am. Dar | 50 | Beech St. | B-62-B | 6 | B-51 | gate 7.5' E | South | South | Maxfield St. | 6.7' | East | West | Beech St. | 6.4'
3-0146 |  | 5 | 4.5 | 2.5 | 2.5 |  | 2S1H | 2008-01-01 | 1 | Am. Dar | 50 | Beech St. | B-62-B | 6 | B-51 | gate 7.5' E | South | South | Maxfield St. | 6.7' | East | West | Beech St. | 6.4' | Babbitt | yes | 2008-09-01
5-0183 | 2115 | 4 | 4.5 | 2.5 | 2.5 |  | 1S2H | 1963-01-01 | 1 | Dar | 45 | Blueberry Terr. | B-50-B | 6 | K-8 | gate 3.6' | South | South | Greenbrier Dr. (n) | 272.3' | East | West | Blueberry Terr. (w) | 14.0' | Leather
1-0008 | 329 | 5.25 | 4.5 | 2.5 | 2.5 |  | 1S2H | 1995-09-01 | 1 | Am. Dar. |  | Bolton St. |  |  |  | gate: 2.1' | South | South | Larch St. | 12.4' | East | West | Bolton St. | 12.2'
1-0028 | 254 | 5.25 | 4.5 | 2.5 | 2.5 |  | 1S2H | 1995-09-01 | 1 | Am. Dar. | 82 | Bolton St. |  |  |  | gate: 3.9' | South | South | Winsper St. | 114.0' | East | West | Bolton St. | 12.6'
1-0048 | 3468 | 4 | 4.5 | 2.5 | 2.5 |  | 1S2H | 1926-01-01 | 1 | Dar | 83 | Bolton St. | Post | 6 | E-66 | gate 8.5' | South | South | Norwell St. | 10.9' | East | West | Bolton St. | 9.3' | Leather
2-0532 | 3469 | 5.25 | 4.5 | 2.5 | 2.5 |  | 1S2H | 1995-09-01 | 1 | Am. Dar. |  | Bolton St. |  |  |  | gate: 8.8' | South | South | Kane St. | 3.4' | East | West | Bolton St. | 7.7'
1-0086 | 373 | 4.625 | 4.5 | 2.5 | 2.5 |  | 1S2H | 1988-06-23 | 1 | APS200 | 84 | Bonney St. | H-200 QB | Mech. | E-68 |  | South | South | Rivet St. | 3.0' | East | West | Bonney St. | 8.0'
1-0089 | 3890 | 4 | 4.5 | 2.5 | 2.5 |  | 1S2H | 1926-01-01 | 1 | Dar |  | Bonney St. | Post | 6 |  |  | South | South | Rivet St. | 145.0' | East | West | Bonney St. | 7.8' | Leather
1-0102 | 3891 | 3 | 4.5 | 2.5 | 2.5 |  | 1S2H | 1981-11-19 | 1 | APS200 |  | Bonney St. |  |  | E-68 | gate 3.5' | South | South | Winsor St. | 167.0' | West | East | Bonney St. | 7.6'
1-0113 | 264 | 4 | 4.5 | 2.5 | 2.5 |  | 1S2H | 1972-01-01 | 1 | Am. Dar. |  | Bonney St. | B-50-B | 6 | E-68 | gate 3.5 | South | South | Nelson St. | 6.0' | West | East | Bonney St. | 8.0' | BLV
2-0473 | 445 | 5.25 | 4.5 | 2.5 | 2.5 |  | 1S2H | 1995-06-01 | 1 | Am. Dar. |  | Bonney St. |  |  |  | gate 7.2' | South | South | Allen St. | 10.1' | East | West | Bonney St. | 5.7'
2-0479 | 454 | 5.25 | 4.5 | 2.5 | 2.5 |  | 1S2H | 1995-05-01 | 1 | Am. Dar. |  | Bonney St. |  |  |  | gate: 7.4' | South | North | Forest St. | 11.5' | East | West | Bonney St. | 5.9'
2-0484 | 3747 | 5.25 | 4.5 | 2.5 | 2.5 |  | 1S2H | 1995-05-01 | 1 | Am. Dar. |  | Bonney St. |  |  |  | gate: 5.9' | South | North | Sherman St. | 7.0' | East | West | Bonney St. | 6.5'
2-0496 | 349 | 5.25 | 4.5 | 2.5 | 2.5 |  | 1S2H | 1995-06-01 | 1 | Am. Dar. |  | Bonney St. |  |  |  | gate: 6.9' | South | South | Washington St. | 6.7' | East | West | Bonney St. | 5.7'
2-0507 | 347 | 5.25 | 4.5 | 2.5 | 2.5 |  | 1S2H | 1995-05-01 | 1 | Am. Dar. |  | Bonney St. |  |  |  | gate: 6.6' | South | South | Fair St. | 5.0' | East | West | Bonney St. | 6.4'
2-0510 | 356 | 5.25 | 4.5 | 2.5 | 2.5 |  | 1S2H | 1995-05-01 | 1 | Am. Dar. |  | Bonney St. | B-62-B | 6 |  | gate 4.9', rec'd drawing #1994-6-12 | South | South | Rockland St. | 3.8' | East | West | Bonney St. | 8.0'
2-0514 | 371 | 5.25 | 4.5 | 2.5 | 2.5 |  | 1S2H | 1995-05-01 | 1 | Am. Dar. |  | Bonney St. |  |  |  | gate: 8.1' | South | South | Thompson St. | 3.5' | East | West | Bonney St. | 9.2'
2-0470 | 432 | 4 | 4.5 | 2.5 | 2.5 |  | 1S2H | 1999-01-01 | 1 | Am. Dar. | 62 | Borden St. | Post | 6 | D-63 |  | South | South | Allen St. | 8.5' | East | West | Borden St. | 6.4' | Leather
2-0476 | 439 | 4 | 4.5 | 2.5 | 2.5 |  | 1S2H | 1956-01-01 | 1 | Dar | 70 | Borden St. | B-50-B | 6 | D-63 | gate n.x. center hydt. 2.0' | South | South | Bay St. | 8.3' | West | East | Borden St. | 7.0' | Leather
5-0072 | 3966 | 4 | 4.5 | 2.5 | 2.5 |  | 1S2H | 1968-01-01 | 1 | Dar |  | Briarwood Dr. | B-50-B |  | K-3 | gates 3.0 s, 5.0 e | South | South | Braley Rd. | 100.0' | East | West | Briarwood Dr. | 6.0'
5-0077 | 4040 | 4 | 4.5 | 2.5 | 2.5 |  | 1S2H | 1970-01-01 | 1 | Dar |  | Briarwood Dr. | B-50-B |  | K-3 | gate 4.6' | South | South | Cottonwood Rd. | 41.5' | East | West | Briarwood Dr. | 14.0'
5-0087 | 3970 | 4 | 4.5 | 2.5 | 2.5 |  | 1S2H | 1970-01-01 | 1 | Dar |  | Briarwood Dr. | B-50-B | 6" BLV | K-3 | gate 5.0 | South | South | Briarwood Ct. | 40.0' | East | West | Briarwood Dr. | 6.0'
2-0533 | 3546 | 5.25 | 4.5 | 2.5 | 2.5 |  | 1S2H | 1995-04-01 | 1 | Am. Dar. | 85 | Briggs St. |  |  |  | gate: 9.1' | South | South | Thompson St. | 134.0' | East | West | Briggs St. | 7.9'
1-0261 | 3466 | 4 | 4.5 | 2.5 | 2.5 |  | 1S2H | 1965-01-01 | 1 | Dar | 75 | Brock Ave. | B-50-B | 6 | H-72 | 6" gate 4.7' e | South | South | David St. (w) | 12.2' | East | West | Brock Ave. | 9.3' | B.L.V.
1-0270 | 3465 | 2 | 4.5 | 2.5 | 2.5 |  | 1S2H | 1984-12-19 | 1 | Dar. Am. | 75 | Brock Ave. | QF MJ |  | H-73 | gate 3.4' | South | South | Woodlawn St. | 3.3' | East | West | Brock Ave. | 11.1'
1-0274 | 200 | 4 | 4.5 | 2.5 | 2.5 |  | 1S2H | 1972-01-01 | 1 | Mu. |  | Brock Ave. |  |  | H-73 | on 16" main (gate 12.8') | South | South | Dudley St. | 15.0' | East | West | Brock Ave. | 9.6'
1-0277 | 203 | 5 | 5 | 5 | 2.5 |  | 2S1H | 1897-01-01 | 1 | Chapman | 74 | Brock Ave. | Post | 6 | H-73 | gate 3.5' e | South | South | Willard St. | 3.2' | East | West | Brock Ave. | 11.0' | Babbitt
1-0281 | 3464 | 5.25 | 4.5 | 2.5 | 2.5 |  | 1S2H | 1994-03-24 | 1 | Mu. | 74 | Brock Ave. | Super Centurion | 6 | H-73 | gate 3.3' e | South | South | Clara St. | 3.0' | East | West | Brock Ave. | 11.0'
1-0292 | 163 | 5.25 | 4.5 | 2.5 | 2.5 |  | 1S2H | 1992-08-20 | 1 | Mu107 | 72 | Brock Ave. |  | 6 | H-73 | gate: e.x. center of hydt. 2.4' | South | South | Capital St. | 0.8' | East | West | Brock Ave. | 11.0'
1-0303 | 129 | 5.25 | 4.5 | 2.5 | 2.5 |  | 1S2H | 1995-02-22 | 1 | Am. Dar. | 70 | Brock Ave. | B-62-B | 6 | H-74 | gate e.x. center of hydt.2.4' | South | South | Bellevue St. | 679.4' | East | West | Brock Ave. | 10.7'
1-0306 | 108 | 4 | 4.5 | 2.5 | 2.5 |  | 1S2H | 1972-01-01 | 1 | Mu107 |  | Brock Ave. |  |  | H-74 | gate 4.4',on 16" main | South | South | Abalone St. | 39.0' | East | West | Brock Ave. | 8.6'
4-0125 | 1397 | 2 | 4.5 | 2.5 | 2.5 |  | 1S2H | 1982-08-20 | 1 | Dar | 59 | Brook St. |  |  | I-37 | gate 5.0' e | South | South | Nash Rd. | 4.4' | East | West | Brook St. | 8.7'
4-0158 | 1336 | 4 | 4.5 | 2.5 | 2.5 |  | 1S2H | 1970-01-01 | 1 | Dar | 69 | Brook St. | B-50-B MJ | 6 | I-38 |  | South | South | Bullard St. | 6.2' | East | West | Brook St. | 6.5'
5-0802 | 1495 | 1 | 4.5 | 2.5 | 2.5 |  | 1S2H | 1922-01-01 | 1 | Dar. Am. | 56 | Brook St. | Post | 6 | I-36 |  | South | South | Laurel St. | 5.4' | East | West | Brook St. | 9.0'
2-0174 | 751 | 5.25 | 4.5 | 2.5 | 2.5 |  | 1S2H | 2006-01-25 | 1 | Mu. | 46 | Brownell Ave. | Super Centurion | 6 | B-52 |  | South | South | Metropolitan St. | 19.0' | East | West | Brownell Ave. | 10.0'
2-0314 | 496 | 4 | 4.5 | 2.5 | 2.5 |  | 1S2H | 2000-01-01 | 1 | Am. Dar. | 49 | Brownell Ave. | Post | 6 | C-55 |  | South | South | Hawthorn St. | 74.0' | East | West | Brownell Ave. | 8.0' | Leather
2-0318 | 495 | 4 | 4.5 | 2.5 | 2.5 |  | 1S2H | 1957-01-01 | 1 | Dar | 51 | Brownell Ave. | B-50-B one piece barrel | 6 | C-55 |  | South | South | Ryan St. | 285.0' |  |  |  |  | Leather
2-0233 | 30 | 5 | 4.5 | 2.5 | 2.5 |  | 1S2H | 1997-07-31 | 1 | Mu. | 48 | Brownell St. | super centurion |  | C-54 |  | South | South | Court St. | 8.8' | East | West | Brownell St. | 8.3'
2-0251 | 3567 | 5.25 | 4.5 | 2.5 | 2.5 |  | 1S2H | 2000-05-31 | 1 | Dar | 52 | Brownell St. | B-62-B | 6 | C-54 |  | South | South | Union St. | 294.0' | East | West | Brownell St. | 8.8'
3-0183 | 1122 | 3 | 4.5 | 2.5 | 2.5 |  | 1S2H | 1982-07-13 | 1 | APS200 | 40 | Bullock St. |  |  | A-58 | gate 5.4' | South | South | Mt. Vernon St. | 219.0' | East | West | Bullock St. | 9.0'
3-0194 | 1051 | 3 | 4.5 | 2.5 | 2.5 |  | 1S2H | 1976-02-20 | 1 | APS200 | 36 | Bullock St. | H-200 QB MJ |  | A-58 | gate 4.0' e | South | South | Trinity St. | 1.2' | East | West | Bullock St. | 7.1' | R.V.
2-0320 | 493 | 4 | 4.5 | 2.5 | 2.5 |  | 1S2H | 1954-01-01 | 1 | Dar |  | Burns St. | BB one piece barrel | 6 | C-55 |  | South | South | Ryan St. | 363.2' | East | West | Burns St. | 9.0' | L.V.
2-0315 | 500 | 5 | 4.5 | 2.5 | 2.5 |  | 1S2H | 2000-01-01 | 1 | Am. Dar. | 53 | Byron St. | Post | 6 | C-55 |  | South |  | Ryan St. | 48.0' | East | West | Byron St. | 7.8' | Rubber
3-0219 | 944 | 5.25 | 4.5 | 2.5 | 2.5 |  | 1S2H | 2011-02-16 | 1 | Am. Dar | 45 | Caroline St. | B-62-B | 6 |  | gate east | South | South | Tilton St. | 98.0' | East | West | Caroline St. | 9.0'
3-0339 | 1020 | 1 | 4.5 | 2.5 | 2.5 |  | 1S2H | 1977-10-03 | 1 | Mu107 |  | Carriage Dr. |  |  | B-75 | gate 5.3' e | South | South | Rockway St. | 277.6' | East | West | Carriage Dr. | 4.6' | Leather
3-0347 | 1012 | 3 | 4.5 | 2.5 | 2.5 |  | 1S2H | 1973-01-01 | 1 | APS200 |  | Carriage Dr. | H-200 LV |  | B-75 | gate 3.8 | South | South | Oakdale St. | 85.0' | East | West | Carriage Dr. | 5.5'
5-0413 | 1830 | 5.25 | 4.5 | 2.5 | 2.5 |  | 1S2H | 2009-11-09 | 1 | Am. Dar. | 72 | Caswell St. | B-62-B | 6 |  | gate: e.x. hydt. 10.7' | South | South | Appleton St. | 24.0' | East | West | Caswell St. | 3.3'
5-0427 | 1832 | 4 | 4.5 | 2.5 | 2.5 |  | 1S2H | 1948-01-01 | 1 | Dar | 77 | Caswell St. | one piece barrel | 6 | K-16 |  | South | South | Jarry St. | 19.5' | East | West | Caswell St. | 9.9' | Leather
5-0443 | 1836 | 4 | 4.5 | 2.5 | 2.5 |  | 1S2H | 1949-01-01 | 1 | Dar | 76 | Caswell St. | one piece barrel | 6 | K-16 |  | South | South | Ohio St. | 348.5' | East | West | Caswell St. | 7.4' | Leather
5-0606 | 1549 | 4 | 4.5 | 2.5 | 2.5 |  | 1S2H | 1977-12-27 | 1 | Dar | 60 | Central Ave. |  | 6 | J-25 |  | South | East Corner | Concord St. | [5 empty] | Leather
2-0367 | 690 | 4 | 4.5 | 2.5 | 2.5 |  | 1S2H | 1974-01-01 | 1 | APS200 |  | Chancery St. | H-200 MJ QB | 6 | A-59 | gate 3.0' | South | South | Kempton St. | 20.5' | East | West | Chancery St. | 7.5' | R.V.
2-0374 | 692 | 4 | 4.5 | 2.5 | 2.5 |  | 1S2H | 1974-01-01 | 1 | APS200 |  | Chancery St. | H-200 MJ QB | 6 | A-59 | gate 6.0' | South | South | Elm St. | 5.5' | East | West | Chancery St. | 5.5' | R.V
2-0398 | 641 | 5 | 4.5 | 2.5 | 2.5 |  | 1S2H | 1996-01-01 | 1 | Am. Dar | 61 | Chancery St. | Post | 6 | A-60 |  | South | South | Arnold St. | 3.8' | East | West | Chancery St. | 6.5' | Rubber
2-0403 | 629 | 5 | 4.5 | 2.5 | 2.5 |  | 1S2H | 1997-01-01 | 1 | Mu. | 63 | Chancery St. | Super Centurion | 6 | A-60 |  | South | South | Maple St. | 2.0' | East | West | Chancery St. | 6.6' | Rubber
3-0210 | 954 | 4 | 4.5 | 2.5 | 2.5 |  | 1S2H | 1981-01-01 | 1 | Dar | 42 | Chancery St. | B-50-B | 6 | A-58 | gate 2.3' | South | South | Robeson St. | 8.6' | East | West | Chancery St. | 6.4'
3-0221 | 959 | 5 | 4.5 | 2.5 | 2.5 |  | 1S2H | 2012-01-01 | 1 | Am. Dar | 43 | Chancery St. | B-62-B | 6 | A-58 | gate e.x. hydt. | South | South | Tilton St. | 1.9' | East | West | Chancery St. | 6.8'
3-0228 | 878 | 5.25 | 4.5 | 2.5 | 2.5 |  | 1S2H | 2012-12-12 | 1 | Mu. | 46 | Chancery St. | Super Centurion | 6 | A-59 |  | South | South | Parker St. | 7.3' | East | West | Chancery St. | 6.2'
3-0254 | 792 | 4 | 4.5 | 2.5 | 2.5 |  | 1S2H | 1975-12-08 | 1 | APS200 |  | Chancery St. | H-200 MJ |  | A-59 | gate 3.1' e | South | South | North | 8.0' | East | West | Chancery St. | 4.5' | 6" B.R.V.
3-0268 | 970 | 2 | 4.5 | 2.5 | 2.5 |  | 1S2H | 1985-03-21 | 1 | Dar. Am. | 47 | Chestnut St. | QF MJ |  | D-61 | gate 2.5' n in sidewalk | South | South | Merrimac St. | 5.0' | East | West | Chestnut St. | 6.5'
3-0276 | 979 | 4 | 4.5 | 2.5 | 2.5 |  | 1S2H | 1918-01-01 | 1 | Dar | 50 | Chestnut St. | Post | 6 | D-61 |  | South | South | Parker St. | 4.0' | East | West | Chestnut St. | 6.3' | Leather
3-0282 | 885 | 4 | 4.5 | 2.5 | 2.5 |  | 1S2H | 1918-01-01 | 1 | Dar | 50 | Chestnut St. | Post | 6 | D-61 |  | South | South | Willis St. | 6.2' | East | West | Chestnut St. | 6.5' | Leather
3-0286 | 897 | 5.25 | 4.5 | 2.5 | 2.5 |  | 1S2H | 2003-03-28 | 1 | Mu. | 50 | Chestnut St. | Super Centurion | 6 | D-61 |  | South | South | Campbell St. | 4.2' | East | West | Chestnut St. | 6.4'
3-0304 | 821 | 5.25 | 4.5 | 2.5 | 2.5 |  | 1S2H | 2002-12-19 | 1 | Mu. | 42 | Chestnut St. | Super Centurion | 6 | D-62 | gate n.x. hydt. 2.0' | South | South | Hillman St. | 10.0'
3-0307 | 825 | 4 | 4.5 | 2.5 | 2.5 |  | 1S2H | 1975-12-02 | 1 | APS200 |  | Chestnut St. | H-200 MJ |  | D-62 | gate 6.1' e.x. center hydt. | South | South | North St. | 3.6' | East | West | Chestnut St. | 5.3' | 6" B.R.V.
4-0124 | 1387 | 5.25 | 4.5 | 2.5 | 2.5 |  | 1S2H | 2011-09-28 | 1 | Am. Dar. | 58 | Church St. | B-62-B | 6 | I-37 | gate 3.5' w | South | South | Nash Rd. | 4.0' | East | West | Church St. | 9.0'
4-0131 | 1388 | 5.25 | 4.5 | 2.5 | 2.5 |  | 1S2H | 2010-04-07 | 1 | Am. Dar. |  | Church St. | B-62-B | 6 | I-37 |  | South | South | Hathaway Rd. | 9.5' | East | West | Church St. | 8.7'
4-0147 | 1321 | 4 | 4.5 | 2.5 | 2.5 |  | 1S2H | 1983-05-14 | 1 | Dar. Am. | 64 | Church St. | QB MJ |  |  | gate 2.6' | South | South | Collette St. | 189.0' | West | East | Church St.
5-0302 | 2005 | 5 | 4.5 | 2.5 | 2.5 |  | 1S2H | 2014-01-01 | 1 | Am. Dar. | 52 | Church St. |  | 6 | K-13 | gate 11.0', South from South Staron St. 25.0' | South | South | Phillips Rd. | 622.3' | East | West | Church St. | 10.5' | Babbitt
5-0313 | 1945 | 4 | 4.5 | 2.5 | 2.5 |  | 1S2H | 1958-01-01 | 1 | Dar | 56 | Church St. | B-50-B | 6 | K-13 | gate 11.4' e.x. c hydt. 1961 | South |  | Kelton St. | 37.5' |  |  |  |  | Leather
5-0323 | 3656 | 5.25 | 4.5 | 2.5 | 2.5 |  | 1S2H | 2005-12-01 | 1 | Dar | 58 | Church St. | B-62-B | 6 | K-13 | gate n.x. hydt 5.0', ,e.x. hydt. 14.8' | South | South | Victoria St. | 137.0' | East | West | Church St. | 1.0'
5-0343 | 1978 | 4.625 | 4.5 | 2.5 | 2.5 |  | 1S2H | 1991-02-20 | 1 | APS200 | 50 | Church St. | H-200 QB | 6 | K-13 | gate: e.x. center hydt. 12.9', e.x. center hydt. 12.0' | South | South | Chaffee St. | 625.0' | East | West | Church St. | 17.0'
5-0474 | 1787 | 4 | 4.5 | 2.5 | 2.5 |  | 1S2H | 1920-01-01 | 1 | Dar | 44 | Church St. | Post | 6 | K-17 | 6" gate in front e.x. center of hydt. 7.0' 1961 | South | South | Brockton St. | 378.5' | East | West | Church St. | 10.5' | Leather
5-0744 | 1612 | 5.25 | 4.5 | 2.5 | 2.5 |  | 1S2H | 1994-12-08 | 1 | Dar | 49 | Church St. | B-62-B | 6 | I-35 |  | South | South | Park Ave. | 340.3' | East | West | Church St. | 8.7'
5-0754 | 1613 | 4 | 4.5 | 2.5 | 2.5 |  | 1S2H | 1971-01-01 | 1 | Dar |  | Church St. | B-50-B | 6 | I-35 | gate 12.6' | South | South | Brooklawn Ave. | 191.0' | East | West | Church St. | 10.0' | BLV
5-0764 | 1584 | 5.25 | 4.5 | 2.5 | 2.5 |  | 1S2H | 2010-11-12 | 1 | Am. Dar. |  | Church St. | B-62-B | 6 | I-36 | gate 12.5' | South | South | Carlisle St. | 162.8' | East | West | Church St. | 5.7'
5-0775 | 1595 | 2 | 4.5 | 2.5 | 2.5 |  | 1S2H | 2015-06-23 | 1 | Am-Darl. | 60 | Church St. | B-62-B | 6 | I-36 | gate 10.0' | South | South | Irvington St. | 3.0' | East | West | Church St. | 4.8'
4-0049 | 1328 | 4 | 4.5 | 2.5 | 2.5 |  | 1S2H | 1978-01-01 | 1 | Mu107 | 70 | Coffin Ave. | Mech. Joint | 6 | J-28 |  | South | East | Acushnet Ave. |  | North | South | Coffin Ave.
2-0466 | 430 | 5 | 5 | 5 |  |  | 2S | 1893-01-01 | 1 | Chapman | 69 | Columbia St. | Post | 6 | D-63 |  | South | South | Allen St. | 2.7' | East | West | Columbia St. | 9.0' | Babbitt
2-0172 | 749 | 5 | 4.5 | 2.5 | 2.5 |  | 1S2H | 2003-01-01 | 1 | Am. Dar. | 42 | Commonwealth Ave. | post | 6 | B-52 |  | South | South | Kempton St. | 12.6' | East | West | Commonwealth Ave. | 8.3' | Rubber
2-0175 | 755 | 5.25 | 4.5 | 2.5 | 2.5 |  | 1S2H | 2006-08-23 | 1 | Mu. | 40 | Commonwealth Ave. | Super Centurion | 6 | B-52 | gate 9.8' | South | South | Exeter St. | 115.0' | East | West | Commonwealth Ave. | 8.5'
5-0575 | 1621 | 5.25 | 4.5 | 2.5 | 2.5 |  | 1S2H | 1998-04-17 | 1 | Mu. | 72 | Conduit St. | Super Centurion | 6 | J-25 |  | South | South | Wood St. | 22.3' | East | West | Conduit St. | 8.4'
5-0643 | 1565 | 4 | 4.5 | 2.5 | 2.5 |  | 1S2H | 1922-01-01 | 1 | Dar | 64 | Conduit St. | Post | 6 | J-26 |  | South | South | Covell St. | 10.3' | East | West | Conduit St. | 6.2' | Leather
5-0647 | 1560 | 5 | 4.5 | 2.5 | 2.5 |  | 1S2H | 2004-01-01 | 1 | Am. Dar. | 70 | Conduit St. | post | 6 | J-26 |  | South | South | Hatch St. | 188.4' | East | West | Conduit St. | 8.3' | Rubber
5-0654 | 1559 | 5 | 5 | 5 | 2.5 |  | 2S1H | 1910-01-01 | 1 | Chapman | 72 | Conduit St. | Post | 6 | J-26 |  | South | South | Central Ave. | 2.5' | East | West | Conduit St. | 8.6' | Rubber
5-0658 | 1557 | 2 | 4.5 | 2.5 | 2.5 |  | 1S2H | 1985-05-31 | 1 | Dar. Am. | 72 | Conduit St. | QF MJ |  | J-26 |  | South | South | Query St. | 1.8' | East | West | Conduit St. | 8.4'
3-0378 | 931 | 3 | 4.5 | 2.5 | 2.5 |  | 1S2H | 1984-01-27 | 1 | APS200 | 41 | Cornell St. | H200 QB MJ |  | B-77 |  | South | South | Newmasket St. | 2.0'
3-0389 | 850 | 5.25 | 4.5 | 2.5 | 2.5 |  | 1S2H | 2008-05-19 | 1 | Am. Dar | 43 | Cornell St. | B-62-B | 6 | B-77 | gate 5.8' | South | South | Fairmont St. | 24.4' | East | West | Cornell St. | 9.0'
3-0389 |  | 4 | 4.5 | 2.5 | 2.5 |  | 1S2H | 1955-01-01 | 1 | Darling | 43 | Cornell St. | B-50-B | 6 | B-77 |  | South | South | Fairmont St. | 24.4' | East | West | Cornell St. | 9.0' | Leather | yes | 2008-05-19
2-0427 | 693 | 4 | 4.5 | 2.5 | 2.5 |  | 1S2H | 1974-01-01 | 1 | APS200 |  | Cottage St | H200 QB MJ | 6 | D-62 | gate 6.0' | South | South | Court St. | 4.9' | East | West | Cottage St. | 5.9' | R.V.
2-0415 | 701 | 4 | 4.5 | 2.5 | 2.5 |  | 1S2H | 1974-01-01 | 1 | APS200 |  | Cottage St. | H200 MJ QB | 6 | D-62 | gate 7.0' | South | South | Kempton St. | 14.2' | East | West | Cottage St. | 5.0' | R.V.
2-0423 | 695 | 4 | 4.5 | 2.5 | 2.5 |  | 1S2H | 1974-01-01 | 1 | APS200 |  | Cottage St. | H200 QB MJ | 6 | D-62 | gate 5.7' | South | South | Elm St. | 4.0' | East | West | Cottage St. | 5.7' | R.V.
2-0424 | 685 | 5.25 | 4.5 | 2.5 | 2.5 |  | 1S2H | 1996-06-11 | 1 | Am. Dar. | 50 | Cottage St. | B-62-B | 6 | D-62 | gate 5.8' | South | South | Morgan St. | 0.8' | East | West | Cottage St. | 5.6'
2-0439 | 635 | 4 | 4.5 | 2.5 | 2.5 |  | 1S2H | 1976-02-04 | 1 | AP Smith 200 |  | Cottage St. | H200 QB MJ |  | D-62 | gate 7.0 N | South | South | Arnold St. | 3.0' | East | West | Cottage St. | 6.7' | R.V.
3-0192 | 3773 | 4 | 4.5 | 2.5 | 2.5 |  | 1S2H | 1927-01-01 | 1 | Dar | 35 | Cottage St. | Post | 6 | A-58 | 6" gate in front E x Cneter hydt. 3.1' | South | South | Durfee St. | 7.8' | East | West | Cottage St. | 7.9' | Leather
3-0214 | 962 | 4 | 4.5 | 2.5 | 2.5 |  | 1S2H | 1974-01-01 | 1 | Dar. Am. | 47 | Cottage St. | B-50-B | 6 | A-58 | gate 2.5' E x ctr. Hydt. | South | South | Robeson St. | 6.4' | East | West | Cottage St. | 8.5'
3-0275 | 904 | 4 | 4.5 | 2.5 | 2.5 |  | 1S2H | 1969-01-01 | 1 | Dar |  | Cottage St. | B-50-B |  | D-61 | gate 7.3' | South | South | Parker St. | 67.2' | East | West | Cottage St. | 6.3'
3-0290 | 901 | 4 | 4.5 | 2.5 | 2.5 |  | 1S2H | 1918-01-01 | 1 | Dar | 47 | Cottage St. | post | 6 | D-61 |  | South | South | Smith St. | 5.6' | East | West | Cottage St. | 6.2' | Leather
3-0295 | 3946 | 2 | 4.5 | 2.5 | 2.5 |  | 1S2H | 1985-01-07 | 1 | Dar. Am. | 45 | Cottage St. | QF MJ |  | D-61 | gate 2.5' | South | South | Sycamore St. | 5.0' | East | West | Cottage St. | 6.4'
3-0303 | 822 | 5.25 | 4.5 | 2.5 | 2.5 |  | 1S2H | 2003-01-01 | 1 | Am. Dar. | 46 | Cottage St. | B-62-B | 6 | D-62 |  | South | South | Hillman St. | 4.1' | East | West | Cottage St. | 7.0'
3-0310 | 835 | 4 | 4.5 | 2.5 | 2.5 |  | 1S2H | 1974-01-01 | 1 | APS200 |  | Cottage St. | H200 MJ QB | 6 | D-62 | gate 7.0' E | South | South | Mill St. | 6.4' | East | West | Cottage St. | 5.5' | R.V.
4-0101 | 3759 | 5.25 | 4.5 | 2.5 | 2.5 |  | 1S2H | 1999-11-01 | 1 | Mu. | 85 | Cotter St. | Super Centurion | 6 | J-30 | gate 7.0 East | South | South | Coggeshall St. | 76.0'
1-0119 | 3578 | 4 | 4.5 | 2.5 | 2.5 |  | 1S2H | 1975-01-01 | 1 | Dar |  | County St. |  | 6 | E-68 | gate 12.0 E | South | South | Scott St. | 20.0' | East | West | County St. | 4.0' | L.V.
2-0491 | 459 | 4 | 4.5 | 2.5 | 2.5 |  | 1S2H | 1975-01-01 | 1 | Mu107 | 87 | County St. |  | 6 | D-63 | gate 8.3' East | South | South | Grinnell St. | 11.0' | East | West | County St. | 4.2'
3-0021 | 1127 | 5.25 | 4.5 | 2.5 | 2.5 |  | 1S2H | 2006-01-19 | 1 | Mu. | 60 | County St. | Super Centurion | 6 | I-40 |  | South | Sout | Penniman St. | 13.0' | East | West | County St. | 6.0'
3-0101 | 1072 | 4 | 4.5 | 2.5 | 2.5 |  | 1S2H | 1976-05-10 | 1 | Mu107 |  | County St. | MJ | 6 | F-48 | SW cor. Austion. Gate 4.3' E | South | South | Austin St. | 3.7' | East | West | County St. | 7.7' | R.V.
4-0197 | 1232 | 4 | 4.5 | 2.5 | 2.5 |  | 1S2H | 2006-01-01 | 1 | Am. Dar. | 70 | County St. | B-50-B | 6 | I-40 | gate E x center hydt. 7.2' | South | South | Sawyer St. | 10.2' | East | West | County St. | 9.2' | Leather
1-0087 | 374 | 4.625 | 4.5 | 2.5 | 2.5 |  | 1S2H | 1988-05-17 | 1 | APS200 |  | Crapo St. | H200 QB |  | E-68 |  | South | South | Rivet St. | 5.8' | East | West | Crapo St. | 6.4'
1-0103 | 3776 | 4.5 | 4.5 | 2.5 | 2.5 |  | 1S2H | 1990-01-01 | 1 | Dar |  | Crapo St. | QF | 6 | E-68 |  | South | South | Mosher St. | 2.8' | West | East | Crapo St. | 6.5' | R.V.
1-0117 | 3892 | 4 | 4.5 | 2.5 | 2.5 |  | 1S2H | 1976-01-01 | 1 | Mu107 | 87 | Crapo St. | #107 | 6 | E-68 | gate 4.0' W x ctr. Hydt. | South | South | Scott St. | 4.5' | West | East | Crapo St. | 6.5' | B.L.V.
2-0490 |  | 5.25 | 4.5 | 2.5 | 2.5 |  | 1S2H | 1995-06-01 | 1 | Am. Dar. |  | Crapo St. | B-62-B |  |  | gate 7.6' | South | South | Grinnell St. | 7.7' | East | West | Crapo St. | 5.5'
2-0511 | 362 | 5.25 | 4.5 | 2.5 | 2.5 |  | 1S2H | 1995-06-01 | 1 | Am Dar. |  | Crapo St. | B-62-B |  |  | gate 6.1' | South | South | Rockland St. | 5.6' | East | West | Crapo St. | 5.3'
2-0515 | 372 | 4 | 4.5 | 2.5 | 2.5 |  | 1S2H | 1978-05-18 | 1 | Mu107 | 86 | Crapo St. | #107 | 6 | D-64 |  | South | South | Thompson St. | 3.0' | East | West | Crapo St. | 6.4' | Rubber
1-0001 | 334 | 5.25 | 4.5 | 2.5 | 2.5 |  | 1S2H | 1994-12-01 | 1 | Am. Dar. |  | Dartmouth St. | B-62-B |  |  | gate 8.2' | South | South | Rivet St. | 4.3' | West | East | Dartmouth St. | 6.5'
1-0020 | 274 | 4 | 4.5 | 2.5 | 2.5 |  | 1S2H | 1973-01-01 | 1 | Dar. Am. |  | Dartmouth St. | B-50-B | 6 | E-65 | gate 5.2' W x ctr. Hydt. | South | South | Jenkins St. | 161.0' | West | East | Dartmouth St. | 7.4'
2-0487 | 354 | 4 | 4.5 | 2.5 | 2.5 |  | 1S2H | 1978-01-01 | 1 | Dar. Am. |  | Dartmouth St. | B-50-B | 6 | D-63 | gate 4.8' | South | South | Borden St. | 24.4' | West | East | Dartmouth St. | 15.2' | B.L.V.
4-0037 | 1374 | 4 | 4.5 | 2.5 | 2.5 |  | 1S2H | 1978-01-01 | 1 | Mu107 | 74 | Davis St. | MJ | 6 | J-28 | gate 3.0 N | South | West cor. | Riverside Ave. |  | North | South | Davis St. | 6.8' | R.V.
4-0059 | 1357 | 4 | 4.5 | 2.5 | 2.5 |  | 1S2H | 1978-01-01 | 1 | Mu107 | 79 | Deane St. | #107 | 6 | J-28 | gate 5.6' | South | East cor. | No.Front St. |  | North | South | Deane St.
4-0155 | 1337 | 5.25 | 4.5 | 2.5 | 2.5 |  | 1S2H | 2011-07-25 | 1 | Am. Dar | 71 | Deane St. | #107 | 6 | I-37 |  | South | South | Deane St. | 0.6' | West | East | Quansett St. | 1.0'
3-0184 | 1123 | 4 | 4.5 | 2.5 | 2.5 |  | 1S2H | 1924-01-01 | 1 | Dar | 38 | DeWolf St. | Post | 6 | A-58 |  | South | South | Mt. Vernon St. | 419.0' | East | West | DeWolf St. | 6.0' | Leather
5-0212 | 2026 | 4 | 4.5 | 2.5 | 2.5 |  | 1S2H | 1977-01-01 | 1 | Mu107 |  | Doreen St. | #107 #107 MJ |  | K-9 | gate 5.5' E | South | South | Maxine St. | 91.5' | East | West | Doreen St. | 6.0'
5-0218 | 2027 | 2 | 4.5 | 2.5 | 2.5 |  | 1S2H | 1984-09-15 | 1 | Dar. Am. |  | Doreen St. | QB MJ |  | K-9 | gate 5.8' | South | South | Irene St. | 222.0' | East | West | Doreen St. | 5.0'
5-0221 | 2033 | 4.5 | 4.5 | 2.5 | 2.5 |  | 1S2H | 1986-01-01 | 1 | Am. Dar |  | Doreen St. | B-50-B | 6 | K-9 |  | South | South | Gladys St. | 40.0' | East | West | Doreen St. |  | R.V.
5-0122 | 2059 | 4 | 4.5 | 2.5 | 2.5 |  | 1S2H | 1962-01-01 | 1 | Dar | 57 | Duchaine Blvd. | B-50-B | 6 | K-5 | gate 2.2 | South | 16" main gate (S) |  | 2805.0' | South | Center | Theo. Rice Blvd. | 2919.0'
5-0123 | 2058 | 4 | 4.5 | 2.5 | 2.5 |  | 1S2H | 1962-01-01 | 1 | Dar | 55 | Duchaine Blvd. | B-50-B | 6 | K-5 | gate 1.7 | South | 16" main gate (S) |  | 2506.0' | South | Center | Theo. Rice Blvd. | 2620.0'
5-0124 | 2057 | 4 | 4.5 | 2.5 | 2.5 |  | 1S2H | 2002-01-01 | 1 | Mu. | 55 | Duchaine Blvd. | Super Centurion | 6 | K-5 | gate 2.4 | South | 16" main gate (S) |  | 2207.0' | South | Center | Theo. Rice Blvd. | 2321.0'
5-0125 | 2056 | 4 | 4.5 | 2.5 | 2.5 |  | 1S2H | 1962-01-01 | 1 | Dar | 55 | Duchaine Blvd. | B-50-B | 6 | K5 | gate 2.3 | South | 16" main gate (S) |  | 1896.0' | South | Center | Theo. Rice Blvd. | 2010.0'
5-0126 | 2055 | 4 | 4.5 | 2.5 | 2.5 |  | 1S2H | 1962-01-01 | 1 | Dar | 53 | Duchaine Blvd. | B-50-B | 6 | K-5 | gate 2.3 | South | 16" main gate (S) |  | 1598.0' | South | Center | Theo. Rice Blvd. | 1712.0'
5-0127 | 2054 | 4 | 4.5 | 2.5 | 2.5 |  | 1S2H | 1962-01-01 | 1 | Dar | 55 | Duchaine Blvd. | B-50-B | 6 | K-5 | gate 2.3 | South | 16" main gate (S) |  | 1292.0' | South | Center | Theo. Rice Blvd. | 1406.0'
5-0128 | 2053 | 4 | 4.5 | 2.5 | 2.5 |  | 1S2H | 1962-01-01 | 1 | Dar | 55 | Duchaine Blvd. | B-50-B | 6 | K-5 | gate 2.4 | South | 16" main gate (S) |  | 991.0' | South | Center | Theo. Rice Blvd. | 1105.0'
5-0129 | 2182 | 5.25 | 4.5 | 4 | 2.5 |  | 1S2H | 2009-07-31 | 1 | Mu. | 55 | Duchaine Blvd. | Super Centurion | 6 | K-5 | gate 2.0' | South | 16" main gate (S) |  | 675.0Ft | South | Center | Theo. Rice Blvd. | 789.0'
5-0131 | 2171 | 4 | 4.5 | 2.5 | 2.5 |  | 1S2H | 1962-01-01 | 1 | Dar | 55 | Duchaine Blvd. | B-50-B | 6 | K-5 | gate 2.0' | South | 16" main gate (S) |  | 59.0' | South | Center | Theo. Rice Blvd. | 173.0'
3-0402 | 759 | 5.25 | 4.5 | 2.5 | 2.5 |  | 1S2H | 2002-05-14 | 1 | Mu. | 39 | Duke St. | Super Centurion | 6 | B-77 | gate 3.0' E x hydt. | South | South | Duke St. (N) | 151.0' | East | West | Duke St. (W) | 9.0'
1-0221 | 178 | 4.5 | 4.5 | 2.5 | 2.5 |  | 1S2H | 1985-07-15 | 1 | Am Dar |  | E. Rodney French Blvd | QF MJ | 6 | H-70 | Intersec. E. Rod. Fr. Blvd. & Apponagansett St. | South | South | Apponagansett St. | 11.7' | East | West | E. Rodney French Blvd | 18.3'
4-0030 | 1442 | 4 | 4.5 | 2.5 | 2.5 |  | 1S2H | 1978-01-01 | 1 | Mu107 | 73 | Earle St. | MJ | 6 | J-28 | gate 5.2' N | South | East cor. | Madeira Ave. |  | North | South | Earle St.
5-0807 | 1486 | 5 | 4 | 4 | 2.5 |  | 2S1H | 1968-01-01 | 1 | Dar | 56 | Edison St. | Post | 6 | I-36 |  | South | South | Belleville Rd. | 4.2' | East | West | Edison St. | 8.7' | Rubbber
3-0261 | 794 | 4 | 4.5 | 2.5 | 2.5 |  | 1S2H | 2015-06-24 | 1 | Am-darl |  | Emerson St. |  | 6 | A-59 | gate 4.6' | South | South | Mill St. | 10.5' | East | West | Emerson St. | 5.5' | R.V.
2-0003 | 3550 | 4 | 4.5 | 2.5 | 2.5 |  | 1S2H | 1973-01-01 | 1 | Smith |  | ES Purchase St. | H200 QB MJ |  | G-42 | Gate 11.8' W | South | South | Middle St. | 39.6' | West | East | Purchase St. | 8.6' | RV
1-0282 | 202 | 4 | 4.5 | 2.5 | 2.5 |  | 1S2H | 1972-01-01 | 1 | Mu107 |  | ES Rodney French Blvd. |  |  | H-73 | gate 7.0' Hydrant to main pipe 11.0' | South | South | Valentine St. | 666.0' | West |  | Stone Wall | 21.6'
5-0676 | 1477 | 4 | 4.5 | 2.5 | 2.5 |  | 1S2H | 1977-10-26 | 1 | Mu107 | 65 | Eugenia St. |  | 6 | J-28 | gate 3.6' | South | West | Front St. cor. |  | North | South | Eugenia St. | 8.6' | Rubber
5-0541 | 1697 | 4 | 4.5 | 2.5 | 2.5 |  | 1S2H | 1978-05-08 | 1 | Dar | 70 | Felton St. |  | 6 | J-24 |  | South | South | Tarkiln Hill Rd. | 129.0' |  |  |  |  | Leather
5-0547 | 1673 | 2 | 4.5 | 2.5 | 2.5 |  | 1S2H | 1986-06-09 | 1 | Am. Dar. |  | Felton St. | QF | 6 | J-24 |  | South | South | Branscomb St. | 5.8' | East | West | Felton St. | 8.6' | R.V.
5-0583 | 1660 | 4 | 4.5 | 4 | 2.5 |  | 1S2H | 1975-01-01 | 1 | Mu107 | 70 | Felton St. | #107 | 4 | J-25 | N from N line Brooklawn St. 25.0' | South | South | Wood St. | 388.0' | East | West | Felton St. | 6.7' | Babbitt
1-0208 | 187 | 5.25 | 4.5 | 2.5 | 2.5 |  | 1S2H | 1995-02-22 | 1 | Am. Dar. | 79 | Fern St. | B-62-B | 6 | H-70 |  | South | South | Annette St. | 30.0' | East | West | Fern St. | 8.7'
1-0215 | 186 | 4 | 4.5 | 2.5 | 2.5 |  | 1S2H | 1922-01-01 | 1 | Dar | 79 | Fern St. | Post | 6 | H-70 |  | South | South | Birch St. | 6.0' | East | West | Fern St. | 11.3' | Leather
1-0070 | 268 | 3 | 4.5 | 2.5 | 2.5 |  | 1S2H | 1982-01-22 | 1 | APS200 | 62 | Field St. | H200 MJ QB |  | E-67 |  | South | South | Matthew St. | 4.0' | East | West | Field St. | 8.7'
1-0075 | 319 | 5.25 | 4.5 | 2.5 | 2.5 |  | 1S2H | 2006-11-20 | 1 | Mu. | 61 | Field St. | Super Centurion | 6 | E-67 |  | South | South | Weaver St. | 5.7' | East | West | Field St. | 6.1'
2-0360 | 424 | 5 | 5 | 5 | 2.5 |  | 2S1H | 1906-01-01 | 1 | Chapman | 60 | Field St. | Post | 6 |  |  | South | South | Allen St. | 157.0' | East | West | Field St. | 8.6' | Rubber
5-0568 | 1619 | 5 | 5 | 5 | 2.5 |  | 2S1H | 1916-01-01 | 1 | Chapman | 70 | Fielding St. | Post | 6 | J-24 |  | South | South | Hersom St. | 5.3' | East | West | Fielding St. | 8.7' | Rubber
1-0127 | 301 | 4.5 | 4.5 | 2.5 | 2.5 |  | 1S2H | 1990-10-22 | 1 | Am. Dar. | 85 | First St. | B-50-B |  | H-69 | 6' gate E x ctr. Of hydt. 2.8' | South | South | Rivet St. | 30.5' | East | West | First St. | 6.7'
1-0138 | 3478 | 5 | 5 | 5 | 2.5 |  | 2S1H | 1911-01-01 | 1 | Chapman | 83 | First St. | Post | 6 | H-69 | 6" gate in front E from center of hydt. 3.1' | South | North | Jennings Ct. | 171.5' | East | West | First St. | 7.4' | Rubber
1-0150 | 3476 | 5 | 4.5 | 2.5 | 2.5 |  | 2S1H | 2003-01-01 | 1 | Mu. | 82 | First St. | Super Centurion | 6 | H-69 | 6' gate in front E. from center of hydt. 3.2' | South | South | Cove St. | 250.8' | East | West | First St. | 6.2' | Rubber
5-0531 | 1667 | 4 | 4.5 | 2.5 | 2.5 |  | 1S2H | 1964-01-01 | 1 | Dar | 60 | Flint St. | B-50-B | 6 | J-24 |  | South | South | Daniel St. | 138.4' | East | West | Flint St. | 14.0' | Leather
2-0209 | 3568 | 5.25 | 4.5 | 2.5 | 2.5 |  | 1S2H | 2008-09-01 | 1 | Am. Dar | 50 | Florence St. | B-62-B | 6 | B-53 | gate 6.3' E | South | South | Kempton St. | 196.6' | East | West | Florence St. | 6.7'
2-0209 |  | 5 | 4.5 | 2.5 | 2.5 |  | 2S | 2008-01-01 | 1 | Am. Dar | 50 | Florence St. | B-62-B | 6 | B-53 | gate 6.3' E | South | South | Kempton St. | 196.6' | East | West | Florence St. | 6.7' | Babbitt | yes | 2008-09-01
2-0225 | 21 | 5.25 | 4.5 | 2.5 | 2.5 |  | 1S2H | 2008-09-01 | 1 | Am. Dar. | 48 | Florence St. | B-62-B | 6 | C-54 | gate 6.5' E | South | South | Morgan St. | 14.4' | East | West | Florence St. | 6.5'
2-0225 |  | 5 | 4.5 | 2.5 | 2.5 |  | 2S | 2008-01-01 | 1 | Am. Dar. | 48 | Florence St. | B-62-B | 6 | C-54 | gate 6.5' E, relocated in 2008 | South | South | W. Morgan St. | 14.4' | East | West | Florence St. | 6.5' | Babbitt | yes | 2008-09-01
3-0159 | 43 | 4 | 4.5 | 2.5 | 2.5 |  | 1S2H | 1962-01-01 | 1 | Dar | 53 | Florence St. | B-50-B | 6 | B-51 | gate E x center hydt. 3.0' | South | South | Hillman St. | 6.3' | East | West | Florence St. | 6.0' | Leather
2-0169 | 39 | 5.25 | 4.5 | 2.5 | 2.5 |  | 1S2H | 2008-09-01 | 1 | Am. Dar | 40 | Francis St. | B-62-B | 6 | B-51 | gate 6.0' E | South | South | Kempton St. | 10.0' | East | West | Francis St. | 5.0'
2-0169 |  | 4.625 | 4.5 | 2.5 | 2.5 |  | 1S2H | 1991-08-06 | 1 | Smith | 40 | Francis St. | Smith H-200 QB | 6 | B-51 | gate Ex hydt. 6.0' | South | South | Kempton St. | 10.0' | East | West | Francis St. | 5.0' |  | yes | 2008-09-01
2-0556 | 4086 | 5.25 | 4.5 | 2.5 | 2.5 |  | 1S2H | 2009-07-28 | 1 | Am. Dar |  | Francis St. | B-62-B | 6 |  | gate Ex hydt. 6.0' | South | South | Elm St. | 5.4' | East | West | Francis St. | 5.3'
2-0037 | 3782 | 4 | 4.5 | 2.5 | 2.5 |  | 1S2H | 2003-01-01 | 1 | Mu. |  | Front St. | Super Centurion | 6 | G-43 | gate 17.0 E | South | South | Center St. | 16.0' | East | West | Front St. | 2.0' | B.L.V.
3-0315 | 1702 | 4.5 | 4.5 | 2.5 | 2.5 |  | 1S2H | 1990-10-02 | 1 | Am. Dar | 48 | Geraldine St. | B-50-B | 6 | B-75 | gate 7.0' | South | South | Hathaway Rd. | 32.5' | East | West | Geraldine St. | 32.5
3-0323 | 1703 | 4.625 | 4.5 | 2.5 | 2.5 |  | 1S2H | 1989-07-13 | 1 | APS200 |  | Geraldine St. | H200 QB MJ |  | B-75 | W x gate valve 8.0' | South | South | Hathaway Rd. | 570.0' | East | West | Geraldine St. | 10.0'
3-0329 | 1704 | 4 | 4.5 | 2.5 | 2.5 |  | 1S2H | 1988-01-01 | 1 | Dar |  | Geraldine St. | B-50-B Mj | 6 | B-75 | gate 8.2' | South | South | Gardner St. | 202.0' | East | West | Geraldine St. | 7.0' | B.L.V.
5-0293 | 2023 | 4 | 4.5 | 2.5 | 2.5 |  | 1S2H | 1971-01-01 | 1 | Mu107 |  | Hanover St. | MJ | 6 | K-12 | gate 7.0' | South | South | Aries Dr. | 86.0' | East | West | Hanover St. (W) | 6.0' | B.L.V.
1-0339 | 3515 | 5.25 | 4.5 | 2.5 | 2.5 |  | 1S2H | 2008-05-20 | 1 | Am. Dar | 80 | Harbor St. | B-62-B | 6 | G-47 |  | South | South | Gifford St. (E) | 186.5' | West | East | Harbor St. | 8.9'
1-0340 | 3514 | 5 | 5 | 5 |  |  | 2S | 1892-01-01 | 1 | Chapman | 80 | Harbor St. | post | 6 | G-47 |  | South | South | Gifford St. (E) | 381.6' | West | East | Harbor St. | 9.4'
1-0154 | 3500 | 3 | 4.5 | 2.5 | 2.5 |  | 1S2H | 1988-09-01 | 1 | APS200 | 81 | Harmony St. | H200 QB |  | H-69 | W x gate 4.5' (6" darl. Gate) | South | South | Social St. | 3.5' | East | West | Harmony St. | 7.0'
2-0486 | 434 | 5.25 | 4.5 | 2.5 | 2.5 |  | 1S2H | 2004-01-21 | 1 | Mu. | 75 | Harrison St. | Super Centurion | 6 | D-63 |  | South | South | Kickory St. | 6.0' | East | West | Harrison St.
4-0219 | 1297 | 5.25 | 4.5 | 2.5 | 2.5 |  | 1S2H | 2005-12-07 | 1 | Mu. | 45 | Harvard St. | Super Centurion | 6 | A-57 | gate E x hydt. 7.8' | South | South | Yale St. | 35.0' | East | West | Harvard St. | 7.9'
4-0222 | 1197 | 4 | 4.5 | 2.5 | 2.5 |  | 1S2H | 1962-01-01 | 1 | Dar | 40 | Harvard St. | B-50-B | 6 | A-57 |  | South | South | Loftus St. | 11.4' |  |  |  |  | Leather
2-0126 | 475 | 4 | 4.5 | 2.5 | 2.5 |  | 1S2H | 1970-01-01 | 1 | Dar |  | Hassey St. | B-50-B MJ | 6 | G-46 | gate 5.5' | South | South | Conway St. | 248.5' | East | West | Hassey St. |  | B.L.V.
2-0131 | 385 | 5.25 | 4.5 | 2.5 | 2.5 |  | 1S2H | 1997-11-07 | 1 | Mu. |  | Hassey St. | Super Centurion | 6 | G-46 | gate 5.5' | South | South | South St. | 26.4' | East | West | Hassey St. | 4.7'
2-0133 | 386 | 4 | 4.5 | 2.5 | 2.5 |  | 1S2H | 1970-01-01 | 1 | Dar |  | Hassey St. | B-50-B MJ | 6 | G-46 | gate 4.6' | South | South | South St. | 226.8' | East | West | Hassey St. | 6.0' | B.L.V.
3-0434 | 1036 | 5.25 | 4.5 | 2.5 | 2.5 |  | 1S2H | 1995-01-18 | 1 | Am. Dar |  | Hathaway Blvd. | B-62-B | 6 | B-79 | gate W x ctr. Of hydt. 3.7' | South | North | Hapwell St. | 24.5'
4-0216 | 1377 | 5.25 | 4.5 | 2.5 | 2.5 |  | 1S2H | 1994-10-14 | 1 | Am. Dar | 50 | Hathaway Rd. | B-62-B | 6 | A-57 | NS opposite Nauset St. | South | North | Hathaway Rd. | 16.6'
4-0023 | 1436 | 4 | 4.5 | 2.5 | 2.5 |  | 1S2H | 1978-01-01 | 1 | Mu107 | 69 | Hathaway St. | MJ | 6 | J-28 | gate 5.6' N | South | West cor. | No. Front St. |  | North | South | Hathaway St. |  | R.V.
5-0457 | 1805 | 5.25 | 4.5 | 2.5 | 2.5 |  | 1S2H | 2006-07-05 | 1 | Mu. | 55 | Hawes St. | Super Centurion | 6 | K-17 | gate S x hydt. 2.9' | South | South | Holyoke St. | 55.3' | East | West | Hawes St. | 9.0'
5-0464 | 1807 | 4 | 4.5 | 2.5 | 2.5 |  | 1S2H | 2006-01-01 | 1 | Mu. | 45 | Hawes St. | Super Centurion | 6 | K-17 |  | South | South | Lynn St. | 4.7' | East | West | Hawes St. | 8.5' | Leather
5-0472 | 1792 | 4 | 4.5 | 2.5 | 2.5 |  | 1S2H | 1979-01-01 | 1 | Dar | 40 | Hawes St. | Post | 6 | K-17 |  | South | South | Brockton St. | 4.0' | East | West | Hawes St. | 8.1' | Leather
5-0663 | 1554 | 5.25 | 4.5 | 2.5 | 2.5 |  | 1S2H | 2008-01-11 | 1 | Mu. | 76 | Healey St. | Super Centurion | 6 | J-26 |  | South | South | Bates St. | 4.0' | East | West | Healey St. | 6.8'
1-0010 | 324 | 5 | 4.5 | 2.5 | 2.5 |  | 1S2H | 1995-01-01 | 1 | US | 76 | Hemlock St. |  | 6 | E-65 |  | South | South | Swift St. | 3.6' | East | West | Hemlock St. | 8.6' | Rubber
2-0521 | 341 | 4.5 | 4.5 | 2.5 | 2.5 |  | 1S2H | 1990-05-14 | 1 | Am. Dar | 76 | Hemlock St. | B-50-B MJ |  | E-65 |  | South | South | Rockland St. | 8.9' | East | West | Hemlock St. | 8.7'
5-0166 | 2133 | 4.625 | 4.5 | 2.5 | 2.5 |  | 1S2H | 1985-01-01 | 1 | APS200 |  | Heritage Dr. | H200 | 6 |  | S x Puritan Way gate valves 127.0' | South | South | Puritan Way | 100.0' | East | West | Heritage Dr. (N) | 4.0'
3-0062 | 1004 | 5 | 4.5 | 2.5 | 2.5 |  | 1S2H | 2004-10-12 | 1 | Am. Dar |  | Herman Melville Blvd. |  |  | G-41 | gate 9.8' | South | North | Wamsutta St. | 157.0'
3-0067 | 1005 | 1 | 4.5 | 2.5 | 2.5 |  | 1S2H | 1969-01-01 | 1 | Mu107 |  | Herman Melville Blvd. |  |  | G-41 | gate 10.0' | South | North | Wamsutta St. | 454.5' | East | West | Herman Melville Blvd. | 8.0'
3-0072 | 1001 | 1 | 4.5 | 2.5 | 2.5 |  | 1S2H | 1969-01-01 | 1 | Mu107 |  | Herman Melville Blvd. |  |  | G-41 | gate 9.2' | South | North | Wamsutta St. | 876.0' | East | West | Herman Melville Blvd. | 8.0'
3-0076 | 1002 | 5.25 | 4.5 | 2.5 | 4 |  | 1S2H | 2006-09-11 | 1 | Mu. |  | Herman Melville Blvd. | Super Centurion | 6 | G-41 | gate 9.2' | South | North | Wamsutta St. | 1301.5' | East | West | Herman Melville Blvd. | 8.0'
3-0088 | 918 | 4.5 | 4.5 | 2.5 | 2.5 |  | 1S2H | 1970-01-01 | 1 | Mu107 |  | Herman Melville Blvd. | MJ | 6 | G-41 | S Antonio L. Costa Ave. 355.0' 6th hyst. S x Wamsutta St. gate 8.5' | South | North | Wamsutta St. | 2478.0' | East | West | Herman Melville Blvd. | 6.8'
5-0339 | 1970 | 4.625 | 4.5 | 2.5 | 2.5 |  | 1S2H | 1987-07-02 | 1 | APS200 |  | Heywood St. | H200 QB MJ |  | K-13 |  | South | South | Chaffee St. | 98.0' | East | West | Heywood St. | 4.6'
No ID # |  | 4 | 4.5 | 2.5 | 2.5 |  | 1S2H | 1914-01-01 | 1 | Dar |  | High Hill Reservoir | post | 6 |  | 6" gate on fron tW x center of hydt. 3.2' | South | South | Inlet gate house | 45.0' | East | East | Reservoir fence | 9.0' | Leather
4-0240 | 3706 | 4 | 4.5 | 2.5 | 2.5 |  | 1S2H | 1920-01-01 | 1 | Dar | 28 | Highland St. | Post | 6 | A-57 |  | South | South | Kenney St. | 10.0' | East | West | Highland St. | 6.6' | Leather | Yes | 2015-08-07
4-0240 | 3706 | 4 | 4.5 | 2.5 | 2.5 |  | 1S2H | 2015-08-07 | 1 | Am-Darl | 28 | Highland St. | %-50-B | 6 | A-57 |  | South | South | Kenney St. | 10.0' | East | West | Highland St. | 6.6'
4-0079 | 1243 | 4 | 4.5 | 2.5 | 2.5 |  | 1S2H | 1979-01-01 | 1 | Mu107 | 75 | Holly St. | #107 MJ |  | J-29 | gate 4.0' W x line Acushnet Ave. 11.4' | South | West cor. | Acushnet Ave. |  | North | South | Holly St. | 8.5'
3-0224 | 980 | 5.25 | 4.5 | 2.5 | 2.5 |  | 1S2H | 2001-04-20 | 1 | Am. Dar | 46 | Homer St. | B-62-B | 6 | A-58 | gate E x ctr. Hydt. 5.0' | South | South | Locust St. | 3.0' | East | West | Homer St. | 8.0'
4-0012 | 1462 | 4 | 4.5 | 2.5 | 2.5 |  | 1S2H | 1919-01-01 | 1 | Dar | 74 | Hope St. | post | 6 | J-28 |  | South | South | Nash Rd. | 4.4' | East | West | Hope St. | 8.5' | Leather
4-0020 | 1461 | 4 | 4.5 | 2.5 | 2.5 |  | 1S2H | 1920-01-01 | 1 | Dar | 74 | Hope St. | post | 6 | J-26 |  | South | South | Tinkham St. | 4.0' | East | West | Hope St. | 8.4' | Leather
5-0678 | 1454 | 4 | 4.5 | 2.5 | 2.5 |  | 1S2H | 1926-01-01 | 1 | Dar | 70 | Hope St. | Post | 6 | J-28 |  | South | South | Eugenia St. | 11.5' | East | West | Hope St. | 8.6' | Leather
3-0009 | 1150 | 5.25 | 4.5 | 2.5 | 2.5 |  | 1S2H | 1995-02-13 | 1 | Am. Dar | 82 | Howe St. | B-62-B | 6 | J-30 |  | South | South | Hicks St. | 4.0' | East | West | Howe St. | 8.5'
3-0152 | 781 | 5.25 | 4.5 | 2.5 | 2.5 |  | 1S2H | 2008-09-01 | 1 | Am. Dar |  | Hunter St. | B-62-B | 6 | B-51 | gate 7.8' E | South | South | Maxfield St. | 15.0' | East | West | Hunter St. | 5.0'
3-0152 |  | 4.5 | 4.5 | 2.5 | 2.5 |  | 1S2H | 2008-01-01 | 1 | Am. Dar |  | Hunter St. | B-62-B | 6 | B-51 | relocated N'ly 2008, gate 7.8' E | South | South | Maxfield St. | 15.0' | East | West | Hunter St. | 5.0' |  | yes | 2008-09-01
3-0158 | 3688 | 5.25 | 4.5 | 2.5 | 2.5 |  | 1S2H | 2008-09-01 | 1 | Am. Dar | 50 | Hunter St. | B-62-B | 6 | B-51 | gate 7.8' E | South | South | Hillman St. | 1.7' | East | West | Hunter St. | 7.8'
3-0158 |  | 4 | 4.5 | 2.5 | 2.5 |  | 1S2H | 2008-09-01 | 1 | Am. Dar | 50 | Hunter St. | B-62-B M.J. | 6 | B-51 | gate 7.8' E | South | South | Hillman St. | 1.7' | East | West | Hunter St. | 7.8' |  | yes | 2008-09-01
3-0459 | 862 | 5.25 | 4.5 | 2.5 | 2.5 |  | 1S2H | 2008-09-01 | 1 | Am. Dar | 55 | Hunter St. | B-62-B | 6 | B-51 | gate 7.8' E | South | South | Parker St. | 464.0' | East | West | Hunter St. | 9.0'
3-0459 |  | 4 | 4.5 | 2.5 | 2.5 |  | 1S2H | 2008-01-01 | 1 | Am. Dar | 55 | Hunter St. | B-62-B one piece barrel | 6 | B-51 | gate 7.8' E | South | South | Parker St. | 464.0' | East | West | Hunter St. | 9.0' | Leather | yes | 2008-09-01
2-0196 | 670 | 5.25 | 4.5 | 2.5 | 2.5 |  | 1S2H | 2001-05-22 | 1 | Dar | 40 | Hussey St. | B-62-B | 6 | B-52 |  | South | South | Kempton St. | 288.0' | East | West | Hussey St. | 8.3'
2-0190 | 772 | 4 | 4.5 | 2.5 | 2.5 |  | 1S2H | 1940-01-01 | 1 | Dar | 43 | Ilion St. |  | 6 | B-52 |  | South | South | kempton St. | 10.0' | West | East | Ilion St. | 10.3' | Leather
2-0329 | 4070 | 5.25 | 4.5 | 2.5 | 2.5 |  | 1S2H | 1993-11-01 | 1 | Mu. |  | Jacintho St. | super centurion 200 | 6 | C-55 | gate E x ctr. Of hydt. 3.5' | South | South | Allen St. | 154.0' | East | West | Jacintho St. | 14.0'
2-0213 | 35 | 4.625 | 4.5 | 2.5 | 2.5 |  | 1S2H | 1991-11-13 | 1 | APS200 | 53 | James St. | H200 | 6 | B-53 | gate E x hydt. 5.0' | South | South | Middle St. | 2.5' | East | West | James St. | 7.0'
2-0216 | 36 | 1 | 4.5 | 2.5 | 2.5 |  | 1S2H | 1984-10-01 | 1 | Dar. Am. | 52 | James St. | QB MJ |  | B-53 | gate 3.5' | South | South | kempton St. | 4.9' | East | West | James St. | 6.6'
2-0235 | 28 | 2 | 4.5 | 2.5 | 2.5 |  | 1S2H | 1984-10-18 | 1 | Dar. Am. | 52 | James St. | QB MJ |  | C-54 | gate 4.0' | South | South | Court St. | 1.6' | East | West | James St. | 6.0'
2-0254 | 3569 | 5.25 | 4.5 | 2.5 | 2.5 |  | 1S2H | 2000-04-20 | 1 | Mu. | 50 | James St. | Super Centurion | 6 | C-54 |  | South | South | union St. | 200.1' | East | West | James St. | 6.5'
4-0166 | 1251 | 4.625 | 4.5 | 2.5 | 2.5 |  | 1S2H | 1989-09-01 | 1 | APS200 |  | Jean St. | H200 QB MJ |  | I-38 |  | South | South | Sawyer St. | 9.6' | East | West | Jean St. | 6.6'
2-0195 | 673 | 5 | 4.5 | 2.5 | 2.5 |  | 1S2H | 2001-01-01 | 1 | Am. Dar | 42 | Jenny Lind St. | post | 6 | B-52 |  | South | South | Kempton St. | 377.3' | East | West | Jenny Lind St. | 6.6' | Rubbber
3-0398 | 849 | 5.25 | 4.5 | 2.5 | 2.5 |  | 1S2H | 2008-06-01 | 1 | Am. Dar | 37 | Jenny Lind St. | B-62-B | 6 | B-77 | gate 3.8' E | South | South | Grant St. | 8.6' | East | West | Jenny Lind St. | 8.6'
3-0398 |  | 5 | 4.5 | 2.5 | 2.5 |  | 2S1H | 2008-01-01 | 1 | Am. Dar | 37 | Jenny Lind St. | B-62-B | 6 | B-77 | gate 3.8' E | South | South | Grant St. | 8.6' | East | West | Jenny Lind St. | 8.6' | Rubber | yes | 2008-06-01
3-0404 | 762 | 5.25 | 4.5 | 2.5 | 2.5 |  | 1S2H | 2008-06-01 | 1 | Am. Dar | 40 | Jenny Lind St. | B-62-B | 6 | B-77 | gate 6.0' E, Duchess St. 37.0" | South | South | Milton St. | 127.8' | East | West | Jenny Lind St. | 6.4'
3-0404 |  | 5 | 4.5 | 2.5 | 2.5 |  | 2S | 2008-01-01 | 1 | Am. Dar | 40 | Jenny Lind St. | B-62-B | 6 | B-77 | gate 6.0' E, Sx Duchess St. 37.0' | South | South | Milton St. | 127.8' | East | West | Jenny Lind St. | 6.4' | Babbitt | yes | 2008-06-01
3-0409 | 763 | 4.5 | 4.5 | 2.5 | 2.5 |  | 1S2H | 1987-06-10 | 1 | Am. Dar |  | Jenny Lind St. | B-50-B QF | 6 | B-77 | gate is 5.5' E | South | South | Hillman St. | 5.6' | East | West | Jenny Lind St. | 6.7'
2-0317 | 501 | 5 | 4.5 | 2.5 | 2.5 |  | 1S2H | 2000-01-01 | 1 | Am. Dar. | 52 | John St. | Post | 6 | C-55 |  | South | South | Ryan St. | 11.0' | East | West | John St. | 10.8' | Leather
2-0331 | 411 | 4 | 4.5 | 2.5 | 2.5 |  | 1S2H | 1949-01-01 | 1 | Dar | 50 | John St. | one piece barrel | 6 | C-55 |  | South | South | Allen St. | 334.0' | East | West | John St. | 7.0' | Leather
2-0335 | 412 | 4 | 4.5 | 2.5 | 2.5 |  | 1S2H | 1951-01-01 | 1 | Dar | 51 | John St. | one piece barrel | 6 | C-55 |  | South | South | Allen St. | 791.0' | East | West | John St. | 8.5' | Leather
2-0339 | 408 | 4 | 4.5 | 2.5 | 2.5 |  | 1S2H | 1989-07-13 | 1 | Am. Dar |  | John St. | B-50-B | 6 | C-55 | W x gate valve 6.0' | South | South | Westbrook St. | 167.0' | East | West | John St. | 8.0' | B.L.V.
2-0246 | 3789 | 4 | 4.5 | 2.5 | 2.5 |  | 1S2H | 1972-03-30 | 1 | Am. Dar | 55 | Jonathan St. | B-50-B | 6 | C-54 | gate E 5.4', S 4.2' | South | South | Union St. | 310.0' | East | West | Jonathan St. | 10.5'
2-0248 | 3793 | 5.25 | 4.5 | 2.5 | 2.5 |  | 1S2H | 1999-03-31 | 1 | Mu. | 53 | Junior St. | Super Centurion | 6 | C-54 | gate E x hydt. 3.0' | South | South | Union St. | 301.0' | East | West | Junior St. | 6.0'
1-0351 | 331 | 5.25 | 4.5 | 2.5 | 2.5 |  | 1S2H | 1995-08-01 | 1 | Mu. |  | Juniper St. | super centurion 200 |  |  | gate 8.1' | South | South | Rivet St. | 19.5' | East | West | Juniper St. | 4.9'
5-0633 | 1577 | 5 | 5 | 5 | 2.5 |  | 2S1H | 1921-01-01 | 1 | Chapman | 75 | Kearsarge St. | Post | 6 | J-26 |  | South | South | Ingraham St. | 4.1' | East | West | Kearsage St. | 8.9' | Rubber
5-0638 | 1578 | 5.25 | 4.5 | 2.5 | 2.5 |  | 1S2H | 2008-12-05 | 1 | Am. Dar | 75 | Kearsarge St. | B-62-B | 6 | J-26 | gate E x hydt. | South | South | Duncan St. | 5.2' | East | West | Kearsage St. | 8.9'
5-0794 | 1529 | 4 | 4.5 | 2.5 | 2.5 |  | 1S2H | 1920-01-01 | 1 | Dar | 53 | King St. | post | 6 | I-36 |  | South | South | central Ave. | 226.0' | West | East | King St. | 11.0' | Leather
5-0815 | 1488 | 4 | 4.5 | 2.5 | 2.5 |  | 1S2H | 1973-01-01 | 1 | Dar. Am. | 55 | King St. | B-50-B | 6 | I-37 |  | South | South | Belleville Rd. | 325.9' | West | East | King St. | 10.2'
2-0316 | 499 | 4 | 4.5 | 2.5 | 2.5 |  | 1S2H | 2000-01-01 | 1 | Am. Dar. | 53 | Kirby St. | Post | 6 | C-55 |  | South | South | Ryan St. | 10.3' | East | West | Kirby St. | 10.0' | Leather
5-0741 | 1603 | 4 | 4.5 | 2.5 | 2.5 |  | 1S2H | 1954-01-01 | 1 | Dar | 43 | Lafayette St. | one piece barrel | 6 | I-35 |  | South | South | Park Ave. | 281.0' | East | West | Lafayette St. | 9.0' | L.V.
5-0756 | 1615 | 5.25 | 4.5 | 2.5 | 2.5 |  | 1S2H | 2010-06-04 | 1 | AM. Dar | 46 | Lafayette St. | B-62-B | 6 | I-35 |  | South | South | Brooklawn St. | 305.7' | East | West | Lafayette St. | 8.7'
5-0768 | 1588 | 4 | 4.5 | 2.5 | 2.5 |  | 1S2H | 1988-01-01 | 1 | APS200 | 48 | Lafayette St. | post | 6 | I-36 |  | South | South | Carlisle St. | 374.0' | East | West | Lafayette St. | 7.5' | Leather
4-0259 | 1288 | 4 | 4.5 | 2.5 | 2.5 |  | 1S2H | 1954-01-01 | 1 | Dar | 32 | Lancaster St. | BB one piece barrel | 6 | B-78 |  | South | South | Upton St. | 20.0' | East | West | Lancaster St. | 9.0' | L.V.
5-0070 | 3731 | 4 | 4.5 | 2.5 | 2.5 |  | 1S2H | 1968-01-01 | 1 | Dar |  | Laurelwood Dr. | B-50-B |  | K-3 | gate 5.0' | South | South | Braley Rd. | 98.0' | East | West | Laurelwood Dr.
5-0075 | 3732 | 4 | 4.5 | 2.5 | 2.5 |  | 1S2H | 1970-01-01 | 1 | Dar |  | Laurelwood Dr. | B-50-B MJ | 6 | K-2 | gate 4.5'. West line Laurelwood Dr. 7.0' | South | South | Braley Rd. | 594.0' | South | South | Cottonwood Rd. | 100.0' | B.L.V.
5-0461 | 1811 | 4 | 4.5 | 2.5 | 2.5 |  | 1S2H | 1954-01-01 | 1 | Dar | 54 | Lawrence St. | BB one piece barrel | 6 | K-17 | gate 5.6' | South | South | Holyoke St. | 347.0' | East | West | Lawrence St. | 6.9' | L.V.
5-0737 | 1778 | 4 | 4.5 | 2.5 | 2.5 |  | 1S2H | 1953-01-01 | 1 | Dar. | 43 | Lawrence St. | one piece barrel | 6 | I-35 |  | South | South | Tarkiln Hill Rd. | 296.9' | East | West | Lawrence St. | 8.5' | Leather
2-0214 | 40 | 5.25 | 4.5 | 2.5 | 2.5 |  | 1S2H | 2003-01-01 | 1 | Am. Dar | 56 | Liberty St. | B-62-B | 6 | B-53 |  | South | South | Middle St. (W) | 5.2' | East | West | Liberty St. | 7.0'
2-0433 | 636 | 4 | 4.5 | 2.5 | 2.5 |  | 1S2H | 1981-01-01 | 1 | APS200 | 49 | Lincoln St. | Mj |  | D-62 |  | South | South | Union St. | 270.0' | East | West | Lincoln St. | 6.1'
3-0099 | 1070 | 4 | 4.5 | 2.5 | 2.5 |  | 1S2H | 1975-13-12 | 1 | Mu107 |  | Linden Ct. |  | 6 | F-48 |  | South | South | Ashland Pl. | 5.8' | East | West | Linden Ct. | 1.8' | R.V.
2-0226 | 29 | 5.25 | 4.5 | 2.5 | 2.5 |  | 1S2H | 2008-09-01 | 1 | Am. Dar |  | Lindsey St. | B-62-B | 6 | C-54 | gate 6.5' N, NxS Lindsey St. 5.0' | South | South | Elm St. | 220.0' | West | East | Lindsey St. | 25.0'
3-0140 | 857 | 4.5 | 4.5 | 2.5 | 2.5 |  | 1S2H | 2013-07-25 | 1 | Am. Dar | 55 | Lindsey St. | B-62-B | 6 | B-51 |  | South | South | Smith St. | 55.6' | East | West | Lindsey St. | 9.0'
2-0520 | 342 | 5 | 4.5 | 2.5 | 2.5 |  | 1S2H | 1995-01-01 | 1 | US | 72 | Lombard St. |  | 6 | E-65 |  | South | South | Rockland St. | 3.4' | East | West | Lombard St. | 8.7' | Babbitt
2-0531 | 3942 | 5.25 | 4.5 | 2.5 | 2.5 |  | 1S2H | 1996-11-22 | 1 | Am. Dar. | 71 | Lombard St. | B-62-B | 4 | E-65 |  | South | South | Thompson St. | 190.1' | East | West | Lombard St. | 8.6'
5-0458 | 1810 | 5.25 | 4.5 | 2.5 | 2.5 |  | 1S2H | 2009-04-16 | 1 | Am. Dar | 58 | Lowell St. | B-62-B | 6 | K-17 |  | South | South | Holyoke St. | 6.5' | East | West | Lowell St. | 1.5'
5-0465 | 1812 | 5.25 | 5.25 | 2.5 | 2.5 |  | 1S2H | 2010-06-02 | 1 | Am. Dar | 59 | Lowell St. | B-62-B | 6 | K-17 |  | South | South | Lynn St. | 4.6' | East | West | Lowell St. | 8.6'
5-0473 | 1794 | 4.5 | 4.5 | 2.5 | 2.5 |  | 1S2H | 1988-05-11 | 1 | Am. Dar |  | Lowell St. | QF MJ | 6 | K-17 |  | South | South | Brockton St. | 5.6' | East | West | Lowell St. | 8.1' | R.V.
2-0061 | 3920 | 5.25 | 4.5 | 2.5 | 2.5 |  | 1S2H | 2003-09-03 | 1 | Mu. |  | MacArthur Dr. | Super Centurion | 6 | G-44 |  | South | South | Fairhaven Bridge | 200.0'
2-0120 | 470 | 2 | 4.5 | 2.5 | 2.5 |  | 1S2H | 1983-05-12 | 1 | Dar. Am. | 84 | MacArthur Dr. | MJ |  | G-46 | took 1 1/2 hrs. to shut down- 2,260 G.P.M. loss | South | South | Conway St. | 59.0'
2-0128 | 382 | 4 | 4.5 | 2.5 | 2.5 |  | 1S2H | 1968-01-01 | 1 | Dar |  | MacArthur Dr. | B-50-B MJ |  | G-46 | gate 3.6' | South | South | South St. | 60.0' | East | West | MacArthur Dr. | 8.8'
4-0015 | 1474 | 5.25 | 4.5 | 2.5 | 2.5 |  | 1S2H | 2006-01-31 | 1 | Mu. | 68 | Madeira Ave. | Super Centurion | 6 | J-28 |  | South | South | Webster Ct. | 19.5' | East | West | Madeira Ave. | 8.9'
5-0680 | 1472 | 1 | 4.5 | 2.5 | 2.5 |  | 1S2H | 1982-07-23 | 1 | Dar | 68 | Madeira Ave. | B-50-B |  | J-28 |  | South | South | Whitman St. | 4.0' | East | West | Madeira Ave. | 9.0'
2-0163 | 566 | 4 | 4.5 | 2.5 | 2.5 |  | 1S2H | 1977-10-11 | 1 | Mu107 | 69 | Madison St. |  | 6 | F-49 | gate 3.0' N | South | West | Cor. Sixth St. | [5 empty] | Rubber
2-0332 | 405 | 4 | 4.5 | 2.5 | 2.5 |  | 1S2H | 1954-01-01 | 1 | Dar | 52 | Mandell St. | BB one piece barrel | 6 | C-55 |  | South | South | Grape St. | 56.5' | East | West | Mandell St. | 9.0' | L.V.
2-0409 | 534 | 4 | 4.5 | 2.5 | 2.5 |  | 1S2H | 1924-01-01 | 1 | Dar | 61 | Mariam St. | Post | 6 | A-60 |  | South | South | Moreland Ter. | 12.8' | East | West | Meriam St. | 6.5' | Leather
5-0734 | 1780 | 4 | 4.5 | 2.5 | 2.5 |  | 1S2H | 1983-01-01 | 1 | Dar | 35 | Mary St. | B-50-B | 6 | I-35 | gate 6.2' | South | South | Tarkiln Hill Rd. | 17.7' | East | West | Mary St. | 8.0' | Leather
5-0752 | 1609 | 4 | 4.5 | 2.5 | 2.5 |  | 1S2H | 1921-01-01 | 1 | Dar | 46 | Maywood St. | Post | 6 | I-35 |  | South | South | Brooklawn Ave. | 1.7' | East | West | Maywood St. | 11.5' | Leather
5-0767 | 1587 | 5.25 | 4.5 | 2.5 | 2.5 |  | 1S2H | 2001-09-10 | 1 | Am. Dar | 49 | Maywood St. | B-62-B | 6 | I-36 | gate E x hydt. 4.0' | South | South | Carlisle St. | 473.5' | East | West | Maywood St. | 8.9'
5-0224 |  | 4.5 | 4.5 | 2.5 | 2.5 |  | 1S2H | 1991-12-13 | 1 | Am. Dar |  | McCombs Blvd. | B-50-B Mj |  | K-9 | W hydt.gate 5.0' | South | South | Doreen St. | 345.0' | East | West | McCombs Blvd. | 3.0'
1-0155 | 3498 | 5 | 5 | 5 |  |  | 2S | 1903-01-01 | 1 | Chapman | 85 | McGurk St. | Post | 6 | H-69 |  | South | South | Social St. | 4.8' | East | West | McGurk St. | 8.3' | Babbitt
5-0662 | 1555 | 4 | 4.5 | 2.5 | 2.5 |  | 1S2H | 1981-01-01 | 1 | APS200 | 68 | Merrill St. | MJ | 6 | J-26 | gate 3.5' | South | South | Bates St. | 118.0'
Free-0015 |  | 4 | 4.5 | 2.5 | 2.5 |  | 1S2H | 1991-01-24 | 1 | Dar | 68 | Middleboro Rd. |  |  |  | Black CK if Active | South |  | Negus Way | 193.0' | West | East | Middleboro Rd. | 45.7'
5-0742 | 1771 | 5 | 5 | 5 | 2.5 |  | 2S1H | 1910-01-01 | 1 | Chapman | 48 | Milford St. | Post | 6 | I-35 |  | South | South | Park Ave. | 6.0' | East | West | Milford St. | 18.2' | Rubber
5-0746 | 1604 | 4 | 4.5 | 2.5 | 2.5 |  | 1S2H | 1959-01-01 | 1 | Dar | 44 | Milford St. | B-50-B one piece barrel | 6 | I-35 |  | South | South | Wood St. | 82.5' | East | West | Milford St. | 9.0' | Leather
5-0762 | 1592 | 4.5 | 4.5 | 2.5 | 2.5 |  | 1S2H | 1986-02-22 | 1 | Am. Dar |  | Milford St. | B-50-B QF |  | I-36 | gate 5.6' E x Ctr. Hydt. | South | South | Carlisle St. | 5.4' | East | West | Milford St. | 8.4'
5-0438 | 1844 | 4.5 | 4.5 | 2.5 | 2.5 |  | 1S2H | 1988-01-23 | 1 | Am. Dar |  | Mill Rd. | QF | 6 | K-26 | the old rubber valve was replaced with new hydt. (WS N x tarkiln Hill Rd. 937' | South | South | Mazeppa St. | 70' | East | West | Mill Rd. | 5.0' | R.V.
4-0090 | 1264 | 5 | 4.5 | 2.5 | 2.5 |  | 1S2H | 2004-01-01 | 1 | Am. Dar |  | Mitchell St. | B-50-B | 6 | J-30 | gate 4.9' | South | South | Sawyer St. | 41.6' | East | West | Mitchell St. | 8.0' | B.L.V.
4-0099 | 1271 | 5.25 | 4.5 | 2.5 | 2.5 |  | 1S2H | 1996-01-01 | 1 | Am. Dar | 80 | Mitchell St. | B-50-B | 6 | J-30 |  | South | South | Sawyer St. | 345.4' | East | West | Mitchell St. | 3.8'
5-0296 | 2020 | 4 | 4.5 | 2.5 | 2.5 |  | 1S2H | 1971-01-01 | 1 | Mu107 |  | Morton Ave. | MJ | 6 | K-12 | gate 7.5' | South | South | Hanover St. (N) | 145.0' | East | West | Morton Ave. | 5.0' | B.L.V.
1-0330 | 3808 | 2 | 4.5 | 4 | 2.5 |  | 1S2H | 1983-01-01 | 1 | Mu107 |  | Morton Ct. | MJ |  | G-47 | gate 3.8' | South | South | Gifford St. (E) | 57.2' | West | East | Morton Ct. | 48.8'
1-0204 | 172 | 5 | 4.5 | 2.5 | 2.5 |  | 1S2H | 2005-04-23 | 1 | Mu. | 75 | Moss St. | Super Centurion |  | H-70 | gate 1.0' E | South | South | Butler St. | 3.5' | East | West | Moss St. | 9.1'
1-0209 | 184 | 4 | 4.5 | 2.5 | 2.5 |  | 1S2H | 1924-01-01 | 1 | Dar | 70 | Moss St. | Post | 6 | H-70 |  | South | South | Butler St. | 340.4' | East | West | Moss St. | 8.9' | Leather
1-0218 | 185 | 4 | 4.5 | 2.5 | 2.5 |  | 1S2H | 1949-01-01 | 1 | Dar | 70 | Moss St. | one piece barrel | 6 | H-70 |  | South | South | Butler St. | 918.0' | East | West | Moss St. | 9.0' | Leather
3-0030 | 3674 | 3 | 4.5 | 2.5 | 2.5 |  | 1S2H | 1981-08-24 | 1 | APS200 | 35 | Mt. Pleasant St. | H200 MJ |  | I-40 | gate 5.0' | South | South | Clark St. | 200.0'
4-0189 | 1196 | 5.25 | 4.5 | 2.5 | 2.5 |  | 1S2H | 1993-10-05 | 1 | Mu. | 33 | Mt. Pleasant St. | super centurion 200 | 6 | I-39 | gate 3.0' E | South | South | Garfield St. | 25.0' | East | West | Mt. Pleasant St. | 6.8'
4-0217 | 3676 | 4.5 | 4.5 | 2.5 | 2.5 |  | 1S2H | 1987-01-01 | 1 | Am. Dar |  | Mt. Pleasant St. | QF | 6 | A-57 |  | South | South | Hathaway Rd. | 54.2' | East | West | Mt. Pleasant St. | 6.2' | R.V.
4-0237 | 1190 | 3 | 4.5 | 2.5 | 2.5 |  | 1S2H | 1981-08-24 | 1 | APS200 | 28 | Mt. Pleasant St. | H200 MJ |  | A-57 | gate 4.5' | South | South | Coggeshall St. | 37.0'
4-0244 | 1112 | 4 | 4.5 | 2.5 | 2.5 |  | 1S2H | 1965-01-01 | 1 | Dar | 30 | Mt. Pleasant St. | B-50-B | 6 | A-57 | gate 9.5' E x ctr. Of hydt. | South | South | Peckham St. | 217.4' | East | West | Mt. Pleasant St. | 6.8' | B.L.V.
5-0495 | 3682 | 4 | 4.5 | 2.5 | 2.5 |  | 1S2H | 1961-01-01 | 1 | Dar | 51 | Mt. Pleasant St. | Post | 6 | K-18 | 6" gate in fron, 4.3' (E) NxN Lang St. 277.0' | South | South | Tarkiln Hill Rd. | 31.0' | East | West | Mt. Pleasant St. | 7.0' | Babbitt
5-0697 | 3678 | 4 | 4.5 | 2.5 | 2.5 |  | 1S2H | 1960-01-01 | 1 | Dar | 52 | Mt. Pleasant St. |  | 6 | I-33 | gate N x center hydt. 18.0' E x center hydt. 7.6' | South | South | Downey St. | 434.0' | East | West | Mt. Pleasant St. (wall) | 14.7' | Leather
5-0698 | 3679 | 5.25 | 4.5 | 2.5 | 2.5 |  | 1S2H | 2009-09-24 | 1 | Am. Dar |  | Mt. Pleasant St. | B-62-B | 6 | I-33 |  | South | South | Downey St. | 1100.0' | West | East | Mt. Pleasant St. | 16.0'
3-0025 | 1148 | 4 | 4.5 | 2.5 | 2.5 |  | 1S2H | 1976-06-07 | 1 | Mu107 |  | Myrtle St. | MJ | 6 | I-40 | gate ? E | South | South | Clark St. | 5.0' | East | West | Myrtle St. | 6.0' | R.V.
3-0035 | 1062 | 5 | 4.5 | 2.5 | 2.5 |  | 2S1H | 1975-03-01 | 1 | Mu107 | 47 | Myrtle St. | Post | 6 | I-40 |  | South | South | Weld St. | 22.0' | East | West | Myrtle St. | 7.2' | Babbitt
4-0171 | 1312 | 5 | 4.5 | 2.5 | 2.5 |  | 1S2H | 2006-01-01 | 1 | Am. Dar |  | Myrtle St. | B-50-B | 6 | I-39 | gate 9.9' | South | South | Nauset St. | 7.7' | East | West | Myrtle St. | 4.5' | B.L.V.
4-0176 | 1313 | 4 | 4.5 | 2.5 | 2.5 |  | 1S2H | 1976-01-07 | 1 | APS200 |  | Myrtle St. | MJ |  | I-39 | gate 9.2' | South | South | Nauset St. | 354.5' |  |  |  |  | B.L.V.
4-0181 | 1309 | 4 | 4.5 | 2.5 | 2.5 |  | 1S2H | 1941-01-01 | 1 | Dar | 56 | Myrtle St. | H-200 | 6 | I-39 |  | South | South | Van Buren St. | 308.0' | East | West | myrtle St. | 12.9' | Leather
4-0200 | 1210 | 5.25 | 4.5 | 2.5 | 2.5 |  | 1S2H | 2006-01-24 | 1 | Mu. | 50 | Myrtle St. | Super Centurion | 6 | I-40 |  | South | South | Adams St. | 3.4' | East | West | Myrtle St. | 8.3'
4-0203 | 1211 | 5.25 | 4.5 | 2.5 | 2.5 |  | 1S2H | 2002-01-29 | 1 | Am. Dar | 50 | Myrtle St. | B-62-B | 6 | I-40 | gate E x hydt. 4.0' | South | South | Coggeshall St. | 4.3' | East | West | Myrtle St. | 8.7'
3-0425 | 1033 | 4 | 4.5 | 2.5 | 2.5 |  | 1S2H | 1966-01-01 | 1 | Dar |  | Nashua St. |  |  | B-79 | gate 8.0' | South | South | Durfee St. | 23.0' | East | West | Nashua St. | 6.0' | Rubber
1-0115 | 3519 | 4.625 | 4.5 | 2.5 | 2.5 |  | 1S2H | 1987-05-21 | 1 | APS200 |  | Nelson St. | H200 QB |  | E-68 |  | South | West | County St. | 542.0'
3-0377 | 922 | 4 | 4.5 | 2.5 | 2.5 |  | 1S2H | 1972-01-01 | 1 | Dar |  | Nemasket Place | B-50-B | 6 | B-77 | N 3rd 8" main gate 453.8' gate 2.6' | South | South | Nemasket St. | 20.0' | East | West | Nemasket Place | 7.0' | B.L.V.
3-0383 | 840 | 5.25 | 4.5 | 2.5 | 2.5 |  | 1S2H | 2013-03-28 | 1 | Am. Dar |  | Nemasket Place | B-62-B | 6 | B-77 | gate 4.6' | South | South | Nemasket St. | 4880.0' | East | West | Nemasket Place | 7.0'
2-0218 | 3869 | 4.5 | 4.5 | 2.5 | 2.5 |  | 1S2H | 1990-05-02 | 1 | Am. Dar | 55 | Newton St. | B-50-B MJ |  | B-53 | 6" gate E x ctr. Of hydt. 4.3' | South | South | Kempton St. | 6.5' | East | West | Newton St. | 6.1'
2-0237 | 3819 | 5.6667 | 4.5 | 2.5 | 2.5 |  | 1S2H | 1988-06-29 | 1 | APS200 | 55 | Newton St. | H200 QB MJ |  | C-54 | 6" gate E x ctr. Of hydt. 3.2' SW cor. Court St. | South | South | Court St. | 5.5' | East | West | Newton St. | 6.6'
3-0005 | 1152 | 3 | 4.5 | 2.5 | 2.5 |  | 1S2H | 1982-06-22 | 1 | APS200 | 81 | No. Front St. | H200 MJ QB |  | J-30 | gate 6.3' | South | South | Washburn St. | 4.2' | East | West | No. Front St. | 6.6'
3-0011 | 1153 | 5.25 | 4.5 | 2.5 | 2.5 |  | 1S2H | 2011-01-20 | 1 | Mu. | 82 | No. Front St. | Super Centurion | 6 | J-30 | gate 4.2' | South | North | Kilburn St. | 27.0' | East | West | No. Front St. | 5.7'
3-0046 | 1157 | 4 | 4.5 | 2.5 | 2.5 |  | 1S2H | 1981-01-01 | 1 | APS200 | 89 | No. Front St. | H200 MJ QB |  | G-41 | SW cor. Logan St. gate 2.2' | South | S | Logan St. | 6.0' | East | West | No. Front St. | 7.3'
3-0047 | 1158 | 4 | 4.5 | 2.5 | 2.5 |  | 1S2H | 1981-01-01 | 1 | APS200 | 90 | No. Front St. | H200 MJ QB | 6 | G-41 | gate 2.2' E x ctr hydt. | South | S | Logan St. | 192.0' | East | West | No. Front St. | 7.0'
3-0052 | 1159 | 2 | 4.5 | 2.5 | 2.5 |  | 1S2H | 1980-01-01 | 1 | Dar. Am. | 90 | No. Front St. | MJ |  | G-41 | gate 4.5' | South | South | Logan St. | 383.0'
4-0043 | 1446 | 4 | 4.5 | 2.5 | 2.5 |  | 1S2H | 1994-01-01 | 1 | Am. Dar | 68 | No. Front St. |  |  | J-26 |  | South |  | Phillips Ave. | 10.0' | East | West | No. Front St. | 8.4' | Leather
4-0080 | 1253 | 4 | 4.5 | 2.5 | 2.5 |  | 1S2H | 1978-01-01 | 1 | Mu107 | 72 | No. Front St. | MJ | 6 | J-29 | gate 4.0' | South | South | Holly St. | 3.6' | East | West | No. Front St. | 8.8'
5-0679 | 1471 | 2 | 4.5 | 2.5 | 2.5 |  | 1S2H | 1986-03-25 | 1 | Am. Dar. |  | No. Front St. | QF | 6 | J-28 |  | South | South | Whitman St. | 6.0' | East | West | No. Front St. | 8.8' | R.V.
3-0306 | 824 | 4 | 4.5 | 2.5 | 2.5 |  | 1S2H | 1975-10-16 | 1 | APS200 |  | North St. | H200 MJ QB |  | D-62 | gate 5.3' E | South | North | North St. | 5.7' | East | East | Spruce St. | 24.0' | R.V.
4-0069 | 1344 | 4 | 4.5 | 2.5 | 2.5 |  | 1S2H | 1979-01-01 | 1 | Mu107 | 72 | Nye St. | 107 |  | J-29 | gate 4.0' | South | West Cor. | Acushnet Ave.
2-0464 | 429 | 4 | 4.5 | 2.5 | 2.5 |  | 1S2H | 1953-01-01 | 1 | Dar | 67 | Oak St. | B-50-B one piece barrel | 6 | D-63 |  | South | South | Allen St. | 3.3' | East | West | Oak St. | 9.0' | Leather
2-0547 | 435 | 4 | 4.5 | 2.5 | 2.5 |  | 1S2H | 1977-01-01 | 1 | Dar |  | Oak St. Ct. |  | 6 | D-63 | gate 4.0' N taps Oak St. | South | S | Oak St. | 4.0' |  |  |  |  | Leather
2-0386 | 625 | 4 | 4.5 | 2.5 | 2.5 |  | 1S2H | 1997-01-01 | 1 | Dar | 55 | Ocean St. | B-50-B | 6 | A-60 |  | South | South | Union St. | 4.2' | East | West | Ocean St. | 7.0'
2-0395 | 619 | 5.25 | 4.5 | 2.5 | 2.5 |  | 1S2H | 1992-08-27 | 1 | Mu. |  | Ocean St. | super centurion 200 | 6 | A-60 | W x Gate Valve 5.0' | South | South | Arnold St. | 18.0' | East | West | Ocean St. | 6.0'
5-0475 | 1786 | 4 | 4.5 | 2.5 | 2.5 |  | 1S2H | 1924-01-01 | 1 | Dar | 40 | Oliver St. | Post | 6 | K-17 |  | South | South | Brockton St. | 495.4' | East | West | Oliver St. | 8.3' | Leather
2-0194 | 674 | 4.625 | 4.5 | 2.5 | 2.5 |  | 1S2H | 1988-06-13 | 1 | Smith |  | Oneida St. | H200 QB |  | B-52 | W x Gate 6.5' | South | South | Kempton St. | 381.0' | East | West | Oneida | 9.5'
1-0101 | 283 | 4.5 | 4.5 | 2.5 | 2.5 |  | 1S2H | 1988-01-26 | 1 | Am. Dar |  | Orchard St. | QF | 6 |  |  | South | South | Swift St. | 250.0' |  |  | Orchard St. |  | RV
2-0435 | 658 | 4 | 4.5 | 2.5 | 2.5 |  | 1S2H | 1996-01-01 | 1 | Dar | 48 | Orchard St. | post | 6 | D-62 | gate 3.8' | South | South | Arnold St. | 3.7' | East | West | Orchard St. | 5.4' | Leather
2-0458 | 564 | 4 | 4.5 | 2.5 | 2.5 |  | 1S2H | 1974-01-01 | 1 | Am. Dar |  | Orchard St. | B-50-B | 6 | D-63 | gate 5.0' East | South | South | Grove St. | 1.3' | East | West | Orchard St. | 7.0'
2-0506 | 346 | 5.25 | 4.5 | 2.5 | 2.5 |  | 1S2H | 1994-04-22 | 1 | Mu. | 85 | Orchard St. | Super Centurion | 6 | D-63 | Gate E x Ctr. Of Hydt. 7.6' | South | South | Fair St. | 7.7' | East | West | Orchard St. | 8.7'
2-0522 | 357 | 4 | 4.5 | 2.5 | 2.5 |  | 1S2H | 1995-01-01 | 1 | US | 85 | Orchard St. | post | 6 | E-65 | gate 3.3' | South | South | Rockland St. | 15.0' | East | West | Orchard St. | 8.7' | Babbitt
1-0050 | 3608 | 5.25 | 4.5 | 2.5 | 2.5 |  | 1S2H | 1994-08-30 | 1 | Am. Dar | 88 | Osborn St. | B-62-B | 6 | E-66 | gate E x Ctr. Of Hydt. 3.0' | South | South | Cove Rd. | 7.5' | East | West | Osborn St. | 7.5'
1-0055 | 249 | 5.5 | 4.5 | 2.5 | 2.5 |  | 1S2H | 1996-08-06 | 1 | Am. Dar | 87 | Padanaram Ave. | B-62-B | 6 | E-66 |  | South | South | Cove Rd. | 587.3' | East | West | Padanaram | 10.4'
1-0059 | 250 | 4 | 4.5 | 2.5 | 2.5 |  | 1S2H | 1973-01-01 | 1 | Dar Am. | 89 | Padanaram Ave. | B-50-B | 6 | E-66 | S x 1st Hydt. S x Cove Rd. 515.2' | South | South | Cove Rd. | 1102.6' | East | WL | Padanaram Ave. | 8.0'
1-0060 | 251 | 5.25 | 4.5 | 2.5 | 2.5 |  | 1S2H | 2001-10-25 | 1 | Mu | 89 | Padanaram Ave. | Super Centurion | 6 | E-66 |  | South | South | Norwell St. |  | East | West | Padanaram Ave.
2-0283 | 531 | 5.25 | 4.5 | 2.5 | 2.5 |  | 1S2H | 2013-01-10 | 1 | Am. Dar | 57 | Page St. | B-62-B | 6 | C-54 | 6" gate ex ctr. Hydt. 2.6 ft | South | South | Hawthorn St. | 11.5' | East | West | Page St. | 8.3'
2-0357 | 425 | 4.5 | 4.5 | 2.5 | 2.5 |  | 1S2H | 1987-08-10 | 1 | Am. Dar |  | Page St. | QF | 6 | C-56 |  | South | South | Allen St. | 4.1' | East | West | Page St. | 8.4'
2-0249 | 3562 | 5.25 | 4.5 | 2.5 | 2.5 |  | 1S2H | 2000-06-02 | 1 | Dar | 50 | Palmer St. | B-62-B | 6 | C-54 | Gate 3.5' East | South | South | Union St. | 271.6' | East | West | Palmer St. | 8.2'
2-0269 | 613 | 2 | 4.5 | 2.5 | 2.5 |  | 1S2H | 1984-10-03 | 1 | Dar Am. | 52 | Palmer St. | QB MJ |  | C-54 |  | South | South | Maple St. | 4.0' | East | West | Palmer St. | 8.3'
2-0278 | 504 | 4 | 4.5 | 2.5 | 2.5 |  | 1S2H | 1948-01-01 | 1 | Dar | 55 | Palmer St. | QB | 6 | C-54 |  | South | South | Hawthorn St. | 4.0' | East | West | Palmer St. | 8.4' | Leather
2-0287 | 509 | 2 | 4.5 | 2.5 | 2.5 |  | 1S2H | 1984-07-25 | 1 | Dar Am. | 56 | Palmer St. |  |  | C-54 | gate 4.0' | South | South | Carroll St. | 4.0' | East | West | Palmer St. | 8.4'
2-0376 | 58 | 4 | 4.5 | 2.5 | 2.5 |  | 1S2H | 2005-01-01 | 1 | Dar | 56 | Park St. | post | 6 | A-59 |  | South | South | Elm St. | 107.2' | East | West | Park St. | 6.7' | Leather
2-0380 | 3575 | 5.25 | 4.5 | 2.5 | 2.5 |  | 1S2H | 2003-01-01 | 1 | Am. Dar | 56 | Park St. | B-62-B | 6 | A-59 | gate 4.5' | South | North | Court St. | 0.4' | East | West | Park St. | 6.3'
2-0388 | 638 | 4.5 | 4.5 | 2.5 | 2.5 |  | 1S2H | 1999-06-02 | 1 | Am. Dar |  | Park St. | QF | 6 | A-60 |  | South | South | Union St. | 17.0' | East | West | Park St. | 6.7' | RV
2-0397 | 639 | 5.25 | 4.5 | 2.5 | 2.5 |  | 1S2H | 1992-09-03 | 1 | Mu. |  | Park St. | Super Centurion | 6 | A-60 | E x Hydrant 7.0' | South | South | Arnold St. | 13.0' | East | West | Park St. | 13.0'
3-0143 | 880 | 4 | 4.5 | 2.5 | 2.5 |  | 1S2H | 1970-01-01 | 1 | Dar | 51 | Park St. | B-50-B | 6 | B-51 | 6" gate in front E. x Ctr. Hyd. 3.1' | South | South | Smith St. | 4.2' | East | East | Park St. | 8.7'
3-0249 | 803 | 3 | 4.5 | 2.5 | 2.5 |  | 1S2H | 1981-08-28 | 1 | APS200 | 56 | Park St. | H200 QB MJ |  | A-59 | Gate 3.0' SW cor. Hillman | South | South | Hillman St. | 1.6' | East | West | Park St. | 8.8'
3-0259 | 796 | 5.25 | 4.5 | 2.5 | 2.5 |  | 1S2H | 2003-01-01 | 1 | Am. Dar | 52 | Park St. | B-62-B | 6 | A-59 |  | South | South | Mill St. | 3.2' | East | West | Park St. | 8.5'
5-0118 | 2180 | 4 | 4.5 | 2.5 | 2.5 |  | 1S2H | 1968-01-01 | 1 | Dar |  | Phillips Rd. | B-50-B | 6 | K-5 | Gate 3.6' | South |  | Rice Blvd. | 958.0' | West | Center | Phillips Rd. | 27.0' | BLV
5-0175 | 2112 | 5.25 | 4.5 | 2.5 | 2.5 |  | 1S2H | 2001-05-07 | 1 | Am. Dar | 49 | Phillips Rd. | B-62-B | 6 | K-8 | Gate W 12.3' | South | South | Pine Hill Dr. | 170.0' | West | East | Phillips Rd.
5-0204 | 1985 | 5.25 | 4.5 | 2.5 | 2.5 |  | 1S2H | 2007-05-11 | 1 | Mu. | 46 | Phillips Rd. | Super Centurion | 6 | K-9 | 4th Hydt N x Church St. Gate 17.2' | South | 8" G.V. | Lauren Dr | 296.0'
5-0215 | 3442 | 4 | 4.5 | 2.5 | 2.5 |  | 1S2H | 1961-01-01 | 1 | Dar | 47 | Phillips Rd. | B-50-B | 6 | K-9 | 1st hydrant N x Church St. Gate 11.2' | South | 16" G.V. | Monica's Way | 96.0' |  |  |  |  | Leather
5-0823 | 2178 | 4.5 | 4.5 | 2.5 | 2.5 |  | 1S2H | 1971-01-01 | 1 | Mu107 |  | Phillips Rd. |  | 6 | K-5 | gate 8.9' | South | North | Bldg #4 | 58.3' | East | East | Lord Phillips Easement | 2.0' | BLV
No ID # |  |  | 4.5 | 2.5 | 2.5 |  | 1S2H | 1978-01-01 | 1 |  |  | Pier 3 & 4 | Flush |  |  | Meter Pit S Bulkhead 89.0' W Bulkhead 17.1' | South |  | Bulkhead | 89.0' | West |  | Bulkhead | 3.6'
2-0370 | 3574 | 5.25 | 4.5 | 2.5 | 2.5 |  | 1S2H | 2003-01-01 | 1 | AM. Dar |  | Pierce St. | B-62-B | 6 | A-59 |  | South | South | Kempton St. | 182.3' | East | West | Pierce St. | 5.5'
5-0163 | 3840 | 4.625 | 4.5 | 2.5 | 2.5 |  | 1S2H | 1985-01-01 | 1 | APS200 |  | Pilgrim Way | H200 | 6 |  | S x Pilgrim Way Gate Valve 45.0' | South | South | Puritan Way | 40.0' | East | West | Pilgrim Way | 6.0'
5-0425 | 1823 | 4 | 4.5 | 2.5 | 2.5 |  | 1S2H | 1923-01-01 | 1 | Dar | 68 | Pine Grove | Post | 6 | K-16 |  | South | South | Jarry St. | 65.9' | East | West | Pine Grove | 8.5' | Leather
5-0181 | 2121 | 4 | 4.5 | 2.5 | 2.5 |  | 1S2H | 1965-01-01 | 1 | Dar | 42 | Pine Hill Dr. | B-50-B | 6 | K-8 | gate 4.67' | South | South | Long View Rd. (s) | 180.0' | East | West | Pine Hill Dr. | 6.6' | Leather
5-0016 | 2210 | 4 | 4.5 | 2.5 | 2.5 |  | 1S2H | 1963-01-01 | 1 | Dar | 34 | Plante St. | B-50-B | 6 | K-1 | Gate E x Ctr Hydt 5.0' | South | South | Crescent St. | 73.0' |  |  |  |  | Leather
2-0012 | 3551 | 4 | 4.5 | 2.5 | 2.5 |  | 1S2H | 1926-01-01 | 1 | Dar | 64 | Pleasant St. | post | 6 | G-42 | 6" Gate E from Ctr of Hydt 13.7' | South | South | Union St. | 3.3' | East | West | Pleasant St. | 8.3' | Leather
2-0020 | 651 | 4 | 4.5 | 2.5 | 2.5 |  | 1S2H | 1930-01-01 | 1 | Dar | 69 | Pleasant St. | post | 6 | G-42 | Gate 5.5' | South | South | School St. | 1.2' | East | West | Pleasant St. | 7.0' | Leather
5-0139 | 3646 | 4 | 4.5 | 2.5 | 2.5 |  | 1S2H | 1970-01-01 | 1 | Dar |  | Polaroid Eas | B-50-B | 6 |  | Gate W x Ctr Hydt 12.0' | South | North | Property Line | 282.2' | East | West | Easement Line | 88.0'
5-0140 | 3647 | 4 | 4.5 | 2.5 | 2.5 |  | 1S2H | 1970-01-01 | 1 | Dar |  | Polaroid Eas | B-50-B | 6 |  | Gate W x Ctr Hydt 12.0' | South | North | Property Line | 617.5' | East | West | Easement Line | 88.0'
5-0141 | 3648 | 4 | 4.5 | 2.5 | 2.5 |  | 1S2H | 1970-01-01 | 1 | Dar |  | Polaroid Eas | B-50-B | 6 |  | Gate W x Ctr Hydt 12.0' | South | North | Property Line | 978.0' | East | West | Easement Line | 88.0'
2-0068 | 3918 | 12 | 4.5 | 2.5 | 2.5 |  | 1S2H | 2014-11-13 | 1 | Darl |  | Pope's Island Marine Park | B-62-B |  | G-44 | W x W line Marine DR.(W) 475',S x S Rt6 230, W x W line bldg.42.0ft,S x N line Bldg. 30' | South | South | Route 6 | 230' | South | south | Route 6 | 230'
5-0456 | 1803 | 4 | 4.5 | 2.5 | 2.5 |  | 1S2H | 1921-01-01 | 1 | Dar | 48 | Prescott St. | Post | 6 | K-17 |  | South | South | Holyoke St. | 3.3' | East | West | Prescott St. | 8.2' | Leather
5-0476 | 1791 | 5.25 | 4.5 | 2.5 | 2.5 |  | 1S2H | 2002-03-19 | 1 | Mu. | 38 | Prescott St. | Super Centurion | 6 | K-17 | Gate E x Hydt 4.0' | South | South | Brockton St. | 395.0' | East | West | Prescott St. | 8.0'
2-0005 | 723 | 5 | 4.5 | 2.5 | 2.5 |  | 2S1H | 1972-01-01 | 1 | Chapman | 68 | Purchase St. | post | 6 | G-42 | 6" gate in front E x C of Hydt 2.8' | South | South | Elm St. | 94.0' | East | West | Purchase St. | 8.4' | Rubber
2-0013 | 660 | 4 | 4.5 | 2.5 | 2.5 |  | 1S2H | 1973-01-01 | 1 | Dar Am. | 70 | Purchase St. | B-50-B | 6 | G-42 | gate 25.3' W | South | South | Union St. | 9.0' | West | East | Purchase St. | 6.8'
2-0087 | 458 | 5 | 5 | 5 | 2.5 |  | 2S1H | 1914-01-01 | 1 | Chapman | 83 | Purchase St. | Post | 6 | G-45 |  | South | South | Washington St. | 7.3' | East | West | Purchase St. | 5.5' | Rubber
2-0089 | 377 | 5 | 5 | 5 | 2.5 |  | 2S1H | 1914-01-01 | 1 | Chapman | 85 | Purchase St. | Post | 6 | G-45 |  | South | South | South St. | 3.7' | East | West | Purchase St. | 6.1' | Rubber
3-0040 | 1133 | 4 | 4.5 | 2.5 | 2.5 |  | 1S2H | 1974-01-01 | 1 | Dar Am. | 76 | Purchase St. | B-50-B | 6 | G-41 | Gate 31.1' W & 10.0' N 8" gate | South | South | Clark St. | 169.5' | West | East | Purchase St. | 1.1'
4-0182 | 1305 | 5.25 | 4.5 | 2.5 | 2.5 |  | 1S2H | 2009-02-13 | 1 | Am. Dar | 72 | Purchase St. | B-62-B | 6 | I-39 | gate 11.9' | South | South | Deane St. | 402.2' | West | East | Purchase St. | 41.9'
2-0219 | 15 | 5.25 | 4.5 | 2.5 | 2.5 |  | 1S2H | 2002-09-24 | 1 | Mu. | 45 | Reed St. | Super Centurion | 6 | C-54 | gate 6.1' | South | South | Elm St. | 1.7' | East | West | Reed St. | 5.7'
2-0242 | 13 | 5.25 | 4.5 | 2.5 | 2.5 |  | 1S2H | 1999-04-20 | 1 | Dar | 50 | Reed St. | B-62-B | 6 | C-54 |  | South | South | Union St. | 12.0' | East | West | Reed St. | 9.0'
2-0247 | 3559 | 5.25 | 4.5 | 2.5 | 2.5 |  | 1S2H | 1999-04-27 | 1 | Mu. | 51 | Reed St. | Super Centurion | 6 | C-54 |  | South | South | Union St. | 319.0' | East | West | Reed St. | 7.7'
2-0258 | 615 | 5.25 | 4.5 | 2.5 | 2.5 |  | 1S2H | 1999-04-28 | 1 | Mu. | 52 | Reed St. | Super Centurion | 6 | C-54 |  | South | South | Arnold St. | 29.6' | East | West | Reed St. | 8.3'
2-0268 | 614 | 5 | 4.5 | 2.5 | 2.5 |  | 1S2H | 2000-01-01 | 1 | Chapman | 55 | Reed St. | post | 6 | C-54 |  | South | South | Maple St. | 4.7' | East | West | Reed St. | 8.2' | Rubber
2-0293 | 510 | 5.25 | 4.5 | 2.5 | 2.5 |  | 1S2H | 2009-12-17 | 1 | Am. Dar | 54 | Reed St. | B-62-B | 6 | C-54 | Gate E x Hydt 3.4' | South | South | Ryan St. | 4.2' | East | West | Reed St. | 7.6'
2-0300 | 521 | 4 | 4.5 | 2.5 | 2.5 |  | 1S2H | 2007-01-01 | 1 | Dar | 53 | Reed St. | Post | 6 | C-54 | P 39 | South | South | Bedford St. | 6.2' | East | West | Reed St. | 8.1' | Leather
4-0209 | 1219 | 2 | 4.5 | 2.5 | 2.5 |  | 1S2H | 1983-12-27 | 1 | Dar Am. | 54 | Reynolds St. | MJ |  | I-40 |  | South | South | Peckham St. | 5.0' | East | West | Reynolds St. | 8.6'
3-0185 | 1048 | 2 | 4.5 | 2.5 | 2.5 |  | 1S2H | 1947-01-01 | 1 | Dar | 40 | Richmond St. | QB | 6 | A-58 | SW Cor Roswell St, NxN Durfee 367.2' | South | South | Roswell St. | 15.4' | East | West | Richmond St. | 7.5' | Leather
3-0216 | 950 | 5 | 5 | 5 |  |  | 2S | 1898-01-01 | 1 | Chapman | 42 | Richmond St. | Post | 6 | A-58 |  | South | South | Maitland St. | 2.8' | East | West | Richmond St. | 7.0' | Babbitt
2-0343 | 3936 | 4 | 4.5 | 2.5 | 2.5 |  | 1S2H | 1920-01-01 | 1 | Dar | 48 | Ridge St. | Post | 6 | C-55 |  | South | South | Winterville Rd. | 78.3' | East | West | Ridge St. | 9.0' | Leather
5-0514 | 3722 | 5.25 | 4.5 | 2.5 | 2.5 |  | 1S2H | 2005-12-19 | 1 | Mu. | 74 | River Rd. | Super Centurion | 6 | J-23 | gate 2.6' ExHydt | South | South | Tarkiln Hill Rd. | 374.1' | East | West | River Rd. | 6.4'
5-0684 | 1458 | 3 | 4.5 | 2.5 | 2.5 |  | 1S2H | 1988-01-01 | 1 | APS200 | 60 | Riverside Ave | H200 |  | J-28 | gate 3.0' | South | South | Belleville Rd. | 187.0' | East | West | Riverside Ave.
5-0685 | 1457 | 5.25 | 4.5 | 2.5 | 2.5 |  | 1S2H | 2014-01-08 | 1 | Mu. | 60 | Riverside Ave | Super Centurion |  | J-28 | Gate 2.7' | South | South | Belleville Rd. | 412.7' | West | East | Riverside Ave. | 41.2'
4-0032 | 1373 | 4 | 4.5 | 2.5 | 2.5 |  | 1S2H | 1967-01-01 | 1 | Dar | 60 | Riverside Ave. | B-50-B | 6 | J-26 | gate 4.0' Ex Ctr Hydt | South | South | Manomet St. | 98.8' | East | West | Riverside Ave. | 9.0' | Rubber
3-0382 | 853 | 4 | 4.5 | 2.5 | 2.5 |  | 1S2H | 1959-01-01 | 1 | Dar | 55 | Robert St. | one piece barrel | 6 | B-77 |  | South | South | Nemasket St. | 372.0' |  |  |  |  | Leather
5-0743 | 1769 | 4 | 4.5 | 2.5 | 2.5 |  | 1S2H | 1953-01-01 | 1 | Dar | 48 | Rochambeau St. | B-50-B one piece barrel | 6 | I-35 |  | South | South | Park Ave. | 125.6' | East | West | Rochambeau St. | 9.0' | Leather
5-0749 | 1605 | 4 | 4.5 | 2.5 | 2.5 |  | 1S2H | 1957-01-01 | 1 | Dar | 52 | Rochambeau St. | B-50-B one piece barrel | 6 | I-35 |  | South | South | Wood St. | 182.5' | East | West | Rochambeau St. | 9.0' | Leather
5-0763 | 1593 | 5.25 | 4.5 | 2.5 | 2.5 |  | 1S2H | 2006-06-26 | 1 | Mu. | 50 | Rochambeau St. | Super centurion | 6 |  | gate ExHydt 2.6' | South | South | Carlisle St. | 3.5' | E | West | Rochambeau St. | 11.5'
5-0770 | 1590 | 4.5 | 4.5 | 2.5 | 2.5 |  | 1S2H | 1986-02-22 | 1 | Am. Dar |  | Rochambeau St. | B-50-B QF | 6 | I-36 | gate 3.0' ExHydt | South | South | Carlisle St. | 339.7' | East | West | Rochambeau St. | 11.6'
3-0333 | 1083 | 4 | 4.5 | 2.5 | 2.5 |  | 1S2H | 1967-01-01 | 1 | Dar | 53 | Rockdale Ave | B-50-B | 6 |  | 6" gate E from Ctr Hydt 5.8' | South | South | Gardner St. | 98.0' | East | West | Rockdale Ave. | 4.9' | Rubber
3-0392 | 838 | 5.25 | 4.5 | 2.5 | 2.5 |  | 1S2H | 2006-10-30 | 1 | Am. Dar | 31 | Rockdale Ave | B-62-B | 6 | B-77 |  | South | South | Fairmont St. | 4.2' | East | West | Rockdale Ave. | 6.9'
3-0392 |  | 5 | 4.5 | 2.5 | 2.5 |  | 2S | 1904-01-01 | 1 | Chapman | 31 | Rockdale Ave | post | 6 | B-77 |  | South | South | Fairmont St. | 4.2' | East | West | Rockdale Ave. | 6.9' | Babbitt | yes | 2006-10-30
3-0399 | 839 | 5.25 | 4.5 | 2.5 | 2.5 |  | 1S2H | 2008-07-01 | 1 | Am. Dar | 34 | Rockdale Ave | B-62-B |  | B-77 | gate 29.0' E | South | South | Grant St. | 7.1' | East | West | Rockdale Ave.
3-0399 |  | 5 | 4.5 | 2.5 | 2.5 |  | 1S2H | 2008-01-01 | 1 | Am. Dar | 34 | Rockdale Ave | B-62-B | 6 | B-77 | gate 3.0' E | South | South | Grant St. | 4.1' | East | West | Rockdale Ave. | 6.4' | Rubber | yes | 2008-07-01
2-0193 | 11 | 5.25 | 4.5 | 2.5 | 2.5 |  | 1S2H | 2011-02-11 | 1 | Am. Dar | 44 | Rockdale Ave. | B-62-B | 6 | B-52 | Gate 2.8' | South | South | Kempton St. | 51.4' | East | West | Rockdale Ave. | 12.0'
2-0245 | 591 | 5.25 | 4.5 | 2.5 | 2.5 |  | 1S2H | 2006-01-12 | 1 | Mu. | 50 | Rockdale Ave. | Super Centurion | 6 |  | gate W x Hydt 2.0' | South | South | Union St. | 354.2' | West | East | Rockdale Ave. | 13.8'
3-0344 | 1087 | 5.25 | 4.5 | 2.5 | 2.5 |  | 1S2H | 1993-02-01 | 1 | Mu. | 52 | Rockdale Ave. | Super Centurion | 6 |  | 6"gate in front ExCtr of Hydt 5.3' | South | South | Sawyer St. | 310.1' | East | West | Rockdale Ave. | 6.0'
No ID # |  | 5.25 | 4.5 | 2.5 | 2.5 |  | 1S2H | 2012-10-08 | 1 | Mu | 80 | Rodney French Blvd W | Super Centurion | 6 | H-74 |  | South | South | Bream St. | 78.0' | West | East | Rodney Fr. Blvd (W) | 5.5'
1-0214 | 176 | 5.25 | 4.5 | 2.5 | 2.5 |  | 1S2H | 2011-01-31 | 1 | Am. Dar | 82 | Rodney French Blvd. | B-62-B | 6 | H-70 | Gate ExCtr of Hydt 12.0' | South | South | Butler St. | 334.5' | East | West | Rodney French Blvd East | 8.5'
1-0246 | 135 | 4 | 4.5 | 2.5 | 2.5 |  | 1S2H | 1958-01-01 | 1 | Dar | 85 | Rodney French Blvd. | B-50-B | 6 | H-71 | gate 9.8' ExCtr Hydt | South |  | Sea View Ter | 260.0' | South |  | Ricketson St. | 514.0' | Leather
1-0248 | 131 | 4 | 4.5 | 2.5 | 2.5 |  | 1S2H | 1922-01-01 | 1 | Dar | 80 | Rodney French Blvd. | Post | 6 | H-71 | SxNina St. 65.0', W from Ctr of Gate 16.6', SxS Lane St. 303.0' | South | South | Ricketson St. | 981.7' | East | West | E. Rodney French Blvd | 4.4' | Leather
1-0307 | 113 | 4 | 4.5 | 2.5 | 2.5 |  | 1S2H | 1984-01-01 | 1 | Dar | 80 | Rodney French Blvd. W | one piece barrel | 6 | H-74 |  | South | South | Bonito St. | 71.0' | West | East | Rodney French Blvd W | 7.4' | Leather
2-0253 | 3573 | 4 | 4.5 | 2.5 | 2.5 |  | 1S2H | 1978-01-01 | 1 | Dar Am. | 51 | Rotch St. | Super Centurion | 6 | C-54 |  | South | South | Union St. | 213.7' | East | West | Rotch St. | 7.8'
2-0261 | 604 | 4 | 4.5 | 2.5 | 2.5 |  | 1S2H | 1999-03-29 | 1 | Smith | 50 | Rotch St. | H200 |  | C-54 | gate 3.5' N | South | South | Arnold St. | 23.3' | East | West | Rotch St. | 8.9'
2-0271 | 610 | 5.25 | 4.5 | 2.5 | 2.5 |  | 1S2H | 2005-01-01 | 1 | Am. Dar | 52 | Rotch St. | B-62-B | 6 | C-54 |  | South | South | Maple St. | 1.2' | East | West | Rotch St. | 8.6'
2-0250 | 3564 | 5.25 | 4.5 | 2.5 | 2.5 |  | 1S2H | 2000-06-01 | 1 | Dar | 50 | Rounds St. | B-62-B | 6 | C-54 | Gate Ex Hydt 2.0' | South | South | Union St. | 323.4' | East | West | Rounds St, | 8.8'
2-0270 | 612 | 4 | 4.5 | 2.5 | 2.5 |  | 1S2H | 1977-01-01 | 1 | Mu | 54 | Rounds St. | MJ | 6 | C-54 | gate 4.3' E x Ctr Hyd | South | South | Maple St. | 4.2' | East | West | Rounds St, | 8.4'
3-0366 | 1088 | 4 | 4.5 | 2.5 | 2.5 |  | 1S2H | 1966-01-01 | 1 | Dar |  | Rowe St. | B-50-B | 6 | B-76 | gate 3.0' N | South | South | Sawyer St. | 689.0' | East | West | Rowe St. | 6.0' | Rubber
3-0421 | 1032 | 5.25 | 4.5 | 2.5 | 2.5 |  | 1S2H | 2001-07-13 | 1 | Am. Dar |  | Rowe St. | B-62-B | 6 | B-79 | gate 3.5' | South | South | Durfee St. | 86.7' | East | West | Rowe St. | 6.5'
2-0355 | 417 | 5.25 | 4.5 | 2.5 | 2.5 |  | 1S2H | 1996-06-06 | 1 | Am. Dar | 56 | Rural St. | B-62-B | 6 | C-56 |  | South | South | Allen St. | 3.0' | East | West | Rural St. | 7.2'
5-0058 | 2234 | 4 | 4.5 | 2.5 | 2.5 |  | 1S2H | 1949-01-01 | 1 | Dar | 48 | Sassaquin Ave | one piece barrel | 6 | K-2 | gate 4.0' E x Ctr Hydt | South | South | Sparrow St. | 50.0' | East | West | Sassaquin Ave | 5.0' | Leather
5-0062 | 2236 | 4 | 4.5 | 2.5 | 2.5 |  | 1S2H | 1979-01-01 | 1 | Dar | 48 | Sassaquin Ave | one piece barrel | 6 | K-2 | gate 4.0' E x Ctr Hydt | South | South | Starling St. | 480.0' | East | West | Sassaquin Ave | 10.0' | Leather
5-0740 | 1770 | 4 | 4.5 | 2.5 | 2.5 |  | 1S2H | 1950-01-01 | 1 | Dar | 45 | Seabury St. | one piece barrel | 6 | I-35 |  | South | South | Park Ave. | 125.0' | East | West | Seabury St. | 8.0' | Leather
5-0755 | 1614 | 4 | 4.5 | 2.5 | 2.5 |  | 1S2H | 1951-01-01 | 1 | Dar | 52 | Seabury St. | one piece barrel | 6 | I-35 |  | South | South | Brooklawn Ave. | 235.0' | East | West | Seabury St. | 8.1' | Leather
5-0766 | 1586 | 4 | 4.5 | 2.5 | 2.5 |  | 1S2H | 1949-01-01 | 1 | Dar | 54 | Seabury St. | one piece barrel | 6 | I-36 | gate 6.5' | South | South | Carlisle St. | 420.0' | East | West | Seabury St. | 4.0' | Leather
1-0126 | 300 | 5.25 | 4.5 | 2.5 | 2.5 |  | 1S2H | 2009-12-08 | 1 | Am. Dar | 85 | Second St. | B-62-B | 6 | H-69 | gate W x Hydt 5.0' | South | South | Rivet St. (E) | 4.7' | West | East | Second St. | 7.1'
2-0073 | 580 | 4 | 4.5 | 2.5 | 2.5 |  | 1S2H | 1969-01-01 | 1 | Dar | 86 | Second St. | B-50-B | 6 | G-45 | gate 4.0' | South | South | Madison St. | 273.0' | East | East | Second St. | 3.7' | BLV
2-0079 | 587 | 4 | 4.5 | 2.5 | 2.5 |  | 1S2H | 1974-12-01 | 1 | Smith | 85 | Second St. |  | 6 | G-45 | gate 4.0'W | South | South | Griffin St. | 10.0' | West | East | Second St. | 5.0'
2-0085 | 478 | 4 | 4.5 | 2.5 | 2.5 |  | 1S2H | 1974-01-01 | 1 | Dar Am. | 85 | Second St. | B-50-B | 6 | G-45 | Gate 3.0' | South | South | Grinnell St. | 5.5' | West | East | Second St. | 6.3'
2-0092 | 379 | 4 | 4.5 | 2.5 | 2.5 |  | 1S2H | 1974-12-01 | 1 | Smith |  | Second St. | H200 |  | G-45 | gate 4.0' W | South | South | South St. | 26.0' | West | East | Second St. | 6.0'
2-0100 | 396 | 5.25 | 4.5 | 2.5 | 2.5 |  | 1S2H | 2011-12-21 | 1 | Am. Dar | 87 | Second St. | B-62-B | 6 | G-45 |  | South | South | Potomska St. | 127.3' | East | West | Second St. | 7.2'
2-0155 | 643 | 4 | 4.5 | 2.5 | 2.5 |  | 1S2H | 1977-01-01 | 1 | Mu | 58 | Seventh St. | MJ |  | F-49 | gate 4.0' E x Ctr Hydt | South | South | Union St. | 5.2' | East | West | Seventh St. | 6.4' | RV
3-0350 | 1008 | 4 | 4.5 | 2.5 | 2.5 |  | 1S2H | 1968-01-01 | 1 | Dar |  | Shady Lane | B-50-B | 6 | B-75 |  | South | South | Oakdale St. | 234.2' | East | West | Shady Lane | 6.0' | BLV
3-0229 | 866 | 4 | 4.5 | 2.5 | 2.5 |  | 1S2H | 1969-01-01 | 1 | Dar |  | Shawmut Ave. | B-50-B | 6 | A-59 | gate 6.6' | South | South | Parker St. | 6.1' |  |  |  |  | BLV
3-0456 | 1102 | 4 | 4.5 | 2.5 | 2.5 |  | 1S2H | 1969-01-01 | 1 | Dar | 35 | Shawmut Ave. | B-50-B | 6 | B-79 | gate 6.2' | South | South | Potter St. | 71.8' | East | West | Shawmut Ave. | 6.8' | BLV
4-0108 | 3692 | 4 | 4.5 | 2.5 | 2.5 |  | 1S2H | 2014-12-04 | 1 | Dar | 60 | Shawmut Ave. | B-50-B | 6 | I-32 | gate 5' | South | South | Nash Rd. | 400.0' | West | East | Shawmut Ave. | 13.0' | Leather
4-0253 | 1292 | 5 | 4.5 | 2.5 | 2.5 |  | 1S2H | 2014-10-17 | 1 | Am. Dar | 39 | Shawmut Ave. | B-62-B |  | B-78 | gate 11.1' | South | South | Hathaway Rd. | 8.0' | East | West | Shawmut Ave. | 7.0'
4-0281 | 1205 | 5 | 4.5 | 2.5 | 2.5 |  | 1S2H | 1972-01-01 | 1 | Chapman | 37 | Shawmut Ave. | Post | 6 | B-78 | gate 2.6'E | South | North | Topham St. | 25.3' | East | West | Shawmut Ave. | 10.0' | Rubber
5-0509 | 1738 | 4 | 4.5 | 2.5 | 2.5 |  | 1S2H | 1981-01-01 | 1 | Dar | 59 | Shawmut Ave. | Post | 6 | K-22 | W x 6" gate on Hydt | South | South | Plainville Rd. | 555.6' | East | West | Shawmut Ave. (80) | 14.0' | Leather
5-0510 | 3630 | 4 | 4.5 | 2.5 | 2.5 |  | 1S2H | 1960-01-01 | 1 | Dar | 64 | Shawmut Ave. | B-50-B | 6 | K-22 | Gate E x Ctr Hydt 5.4' | South | South | Plainville Rd. (old) | 1140.0'
5-0511 | 4061 | 1 | 4.5 | 2.5 | 2.5 |  | 1S2H | 1983-09-09 | 1 | Dar | 64 | Shawmut Ave. | B-50-B (used) |  | K-22 | gate 14.0' | South | South | Plainville Rd. | 2364.0'
5-0686 | 4062 | 4 | 4.5 | 2.5 | 2.5 |  | 1S2H | 1947-01-01 | 1 | Dar | 68 | Shawmut Ave. | Quick-break | 6 | I-31 | gate W x Ctr Hydt 15.0' At Airport E x Mass Air Ind. | South |  | Plainville Rd. | 3837.6' | East | West | Shawmut Ave. | 42.0' | Leather
3-0340 | 1022 | 4 | 4.5 | 2.5 | 2.5 |  | 1S2H | 1963-01-01 | 1 | Dar | 50 | Sherwood St. | B-50-B | 6 | B-75 |  | South | South | Rockway St. | 281.9' |  |  |  |  | Leather
1-0152 | 3493 | 5.25 | 4.5 | 2.5 | 2.5 |  | 1S2H | 2000-02-24 | 1 | Mu. |  | Shore St. | Super Centurion | 6 | H-69 | Gate ExHydt 7.0' | South | South | Cove Rd. | 23.2' | East | West | Shore St. | 8.1'
2-0156 | 644 | 6 | 2 | 2.5 | 2.5 | 2 | 4H | 1924-01-01 | 1 | Dar | 61 | Sixth St. | Post | 8 | F-49 | 8" gate E from Ctr of Hydt 5.8' | South | South | Union St. | 17.5' | East | West | Sixth St. | 8.2' | Leather
2-0319 | 494 | 4 | 4.5 | 2.5 | 2.5 |  | 1S2H | 1962-01-01 | 1 | Dar | 52 | Snow St. | B-50-B | 6 | C-55 |  | South | South | Ryan St. | 235.6' |  |  |  |  | Leather
1-0327 | 293 | 1 | 4.5 | 2.5 | 2.5 |  | 1S2H | 1983-01-01 | 1 | Mu107 |  | So. Front St. | #107 MJ |  | G-47 | gate 4.5' | South | South | Delano St. | 176.2' | West | East | So. Front St. | 62.1'
2-0539 | 395 | 1 | 4.5 | 2.5 | 2.5 |  | 1S2H | 1983-01-01 | 1 | Mu107 |  | So. Front St. | #107 MJ |  | G-46 | gate 6.9' E. S x Ser. Tee (26483) 57.5' | South | South | Potomska St. |  | East | West | So. Front St.
2-0541 | 400 | 1 | 4.5 | 2.5 | 2.5 |  | 1S2H | 1983-01-01 | 1 | Mu107 |  | So. Front St. | #107 MJ |  | G-46 | gate 4.2' E. S x Marsh St. tee 137.8 | South | South | Marsh St. |  | East | West | So. Front St.
2-0019 | 85 | 4 | 4.5 | 2.5 | 2.5 |  | 1S2H | 1999-08-31 | 1 | Dar | 82 | So. Second St | B-50-B |  | G-42 | gate NE 21.0', see computer for update | South | South | Spring St. | 7.0'
1-0065 | 3889 | 5.25 | 4.5 | 2.5 | 2.5 |  | 1S2H | 2011-06-22 | 1 | Am. Dar | 67 | Stackhouse St. | B-62-B | 6 | E-64 | gate 1.0' E | South | South | Matthew St. | 360.4' | East | West | Stackhouse St. | 8.7'
1-0066 | 270 | 5.25 | 4.5 | 2.5 | 2.5 |  | 1S2H | 2009-01-20 | 1 | AM. Dar | 67 | Stackhouse St. | B-62-B | 6 | E-67 |  | South | South | Matthew St. | 6.8' | East | West | Stackhouse St. | 8.6'
4-0122 | 1383 | 4 | 4.5 | 2.5 | 2.5 |  | 1S2H | 1963-01-01 | 1 | Dar | 54 | Stanley Sst. | B-50-B | 6 | I-33 |  | South | South | Barrett St. | 2.8' |  |  |  |  | Leather
3-0120 | 811 | 1 | 4.5 | 2.5 | 2.5 |  | 1S2H | 1979-01-01 | 1 | Mu107 | 63 | State St. | MJ |  | F-49 | SW cor Sycamore St & State St, gate 2.5' | South | South | Sycamore St. | 2.5' | East | West | State St. | 7.2'
1-0068 | 275 | 4.5 | 4.5 | 4 | 2.5 |  | 1S2H | 1990-12-13 | 1 | Am. Dar | 68 | Stephen St. | B-50-B | 6 | E-67 |  | South | South | Matthew St. | 374.0' | East | West | Stephen St. | 8.5' | BLV
1-0069 | 273 | 4.5 | 4.5 | 4 | 2.5 |  | 1S2H | 1990-12-13 | 1 | Am. Dar | 66 | Stephen St. | B-50-B | 6 | E-67 |  | South | South | Matthew St. | 5.7' | East | West | Stephen St. | 8.4' | BLV
2-0463 | 426 | 4.5 | 4.5 | 2.5 | 2.5 |  | 1S2H | 1985-09-10 | 1 | Am. Dar |  | Stone St. | QF | 6 | D-63 |  | South | South | Allen St. | 8.5' | East | West | Stone St. | 7.5'
3-0024 | 1121 | 4 | 4.5 | 2.5 | 2.5 |  | 1S2H | 1962-01-01 | 1 | Dar | 35 | Summer St. | B-50-B | 6 | I-40 | gate 5.3' 1912 Replaced this Babbitt 2S hydt with Babbitt 2S1H | South | South | Clark St. | 1.5' | East | West | Summer St. | 7.7' | Leather
3-0178 | 1113 | 5.25 | 4.5 | 2.5 | 2.5 |  | 1S2H | 1998-02-26 | 1 | Mu | 35 | Summer St. |  | 6 |  |  | South | South | Van Buren | 5.3' | East | West | Summer St. | 9.0'
3-0277 | 889 | 5.25 | 4.5 | 2.5 | 2.5 |  | 1S2H | 2002-03-28 | 1 | Mu. | 50 | Summer St. | Super Centurion | 6 | D-61 |  | South | South | Parker St. | 16.5' | East | West | Summer St. | 6.5'
3-0283 | 887 | 1 | 4.5 | 2.5 | 2.5 |  | 1S2H | 1987-03-13 | 1 | Am Dar |  | Summer St. | B-50-B QF | 6 | D-61 |  | South | South | Willis St. | 1.5' | East | West | Summer St. | 6.3'
3-0292 | 903 | 5.25 | 4.5 | 2.5 | 2.5 |  | 1S2H | 2011-01-01 | 1 | Am. Dar |  | Summer St. | B-62-B | 6 | D-61 |  | South | South | Smith St. | 3.2' | East | West | Summer St. | 5.0'
3-0308 | 826 | 4 | 4.5 | 2.5 | 2.5 |  | 1S2H | 1975-10-04 | 1 | Smith |  | Summer St. | H200 QB MJ |  | D-62 | gate 5.0' E | South | South | North St. | 7.0' | East | West | Summer St. | 5.2' | RV
4-0170 | 1318 | 6 | 4.5 | 2.5 | 2.5 |  | 1S2H | 2003-01-14 | 1 | Am. Dar |  | Summer St. | QF MJ |  | I-39 |  | South | South | Nauset St. | 35.3' | East | West | Summer St. | 8.0'
4-0185 | 1223 | 4 | 4.5 | 2.5 | 2.5 |  | 1S2H (poured) #33 | 1977-01-01 | 1 | Dar | 38 | Summer St. | B-50-B |  | I-39 |  | South | South | Filmore St. | 9.1' | East | West | Summer St. | 8.6'
4-0199 | 1209 | 5.25 | 4.5 | 2.5 | 2.5 |  | 1S2H | 2003-04-01 | 1 | Mu. | 40 | Summer St. | Super Centurion | 6 | I-40 |  | South | South | Adams St. | 4.3' | East | West | Summer St. | 8.5'
4-0206 | 1216 | 5.25 | 4.5 | 2.5 | 2.5 |  | 1S2H | 2005-01-01 | 1 | Mu. | 41 | Summer St. | Super Centurion | 6 | I-40 | replace during caliacco cement lining | South | South | Peckham St. | 5.6' | East | West | Summer St. | 8.5'
3-0145 | 773 | 5.25 | 4.5 | 2.5 | 2.5 |  | 1S2H | 2008-08-01 | 1 | Am. Dar | 45 | Summit St. | B-62-B | 6 | B-51 | gate 11.0' E | South | South | Maxfield St. | 13.9' | East | West | Summit St. | 6.5'
3-0145 |  | 4 | 4.5 | 2.5 | 2.5 |  | 1S2H | 2008-01-01 | 1 | Am. Dar | 45 | Summit St. | B-62-B | 4 | B-51 | gate 11.0' E | South | South | Maxfield St. | 13.9' | East | West | Summit St. | 6.5' | Leather | yes | 2008-08-01
3-0156 | 780 | 5.25 | 4.5 | 2.5 | 2.5 |  | 1S2H | 2008-08-01 | 1 | Am. Dar | 40 | Summit St. | B-62-B | 6 | B-51 | gate 9.0' E | South | South | Hillman St. | 5.7' | East | West | Summit St. | 6.3'
3-0156 |  | 4 | 4.5 | 2.5 | 2.5 |  | 1S2H | 2008-01-01 | 1 | Am. Dar | 40 | Summit St. | B-62-B | 6 | B-51 | gate 9.0' E | South | South | Hillman St. | 5.7' | East | West | Summit St. | 6.3' | Leather | yes | 2008-08-01
3-0428 | 1034 | 4.5 | 4.5 | 2.5 | 2.5 |  | 1S2H | 1990-10-01 | 1 | Am. Dar |  | Summit St. | B-50-B |  | B-79 | W x Gate 7.0' | South | South | Hapwell St. | 43.5' | East | West | Summit St. | 15.0'
5-0107 | 2222 | 2 | 4.5 | 2.5 | 2.5 |  | 1S2H | 1989-01-01 | 1 | Mu. |  | Susan St. | Super Centurion | 6 | K-4 | W x Gate Valve 14.0' | South | South | Susan St. (N) | 83.0' | East | West | Susan St (E)
5-0054 | 2229 | 4 | 4.5 | 2.5 | 2.5 |  | 1S2H | 1970-01-01 | 1 | Dar |  | Swallow St. | B-50-B | 6 | K-2 | relocated 7/18/2994 | South | South | Sassaquin Ave. | 164.0' | West | East | Swallow St. | 5.0' | BLV
1-0210 | 183 | 5.25 | 4.5 | 2.5 | 2.5 |  | 1S2H | 2001-09-18 | 1 | Am. Dar | 70 | Swan St. | B-62-B | 6 | H-70 | gate Ex Hydt 6.5' | South | South | Butler St. | 318.4' | East | West | Swan St. | 8.0'
5-0334 | 1979 | 4 | 4.5 | 2.5 | 2.5 |  | 1S2H | 1973-01-01 | 1 | Mu107 |  | Tarkiln Place | #107 MJ | 6 | K-13 | gate 19.0' | South | South | Chaffee St. | 281.0' | West | West | Tarkiln Place | 7.0'
Dart-0001 |  | 5.25 | 4.5 | 2.5 | 2.5 |  | 1S2H | 2001-10-25 | 1 | Am Dar |  | Taylor St. | B-62-B | 6 |  |  | South | South | Cove Rd. | 532.0' | West | East | Taylor St.
1-0153 | 3494 | 4 | 4.5 | 2.5 | 2.5 |  | 1S2H | 1972-01-01 | 1 | Dar Am. | 90 | Thatcher St. | B-50-B | 6 | H-69 | gate 8.2', E ctr Hydt 8.2' | South | South | Cove Rd. | 23.0' | East | West | Thatcher St. | 16.3'
5-0528 | 1680 | 4 | 4.5 | 2.5 | 2.5 |  | 1S2H | 1925-01-01 | 1 | Dar | 65 | Tisbury St. | Post | 6 | J-24 |  | South | South | Tarkiln Hill Rd. | 178.5' | East | West | Tisbury St. | 8.6' | Leather
3-0324 | 1706 | 4 | 4.5 | 2.5 | 2.5 |  | 1S2H | 1958-01-01 | 1 | Dar | 49 | Tradewind St. | B-50-B | 6 | B-75 |  | South |  | Hathaway Rd. | 338.0' | East | West | Tradewind St. | 8.0' | Leather
3-0345 | 1007 | 4 | 4.5 | 2.5 | 2.5 |  | 1S2H | 1965-01-01 | 1 | Dar | 49 | Tradewind St. | B-50-B | 6 | B-75 | gate 4.2' | South | South | Oakdale St. | 111.5' | East | West | Tradewind St. | 6.6' | Leather
2-0228 | 22 | 5.25 | 4.5 | 2.5 | 2.5 |  | 1S2H | 2003-01-01 | 1 | Am. Dar | 55 | Tremont St. | B-62-B | 6 | C-54 |  | South | South | Morgan St. | 3.9' | East | West | Tremont St. | 5.8'
2-0263 | 608 | 4.625 | 4.5 | 2.5 | 2.5 |  | 1S2H | 1990-01-19 | 1 | AP Smith | 57 | Tremont St. | H200 QB |  | C-54 | 6" gate E x Ctr of Hydt 2.8' | South | South | Arnold St. | 109.0' | East | West | Tremont St. | 6.7'
2-0273 | 611 | 5.25 | 4.5 | 2.5 | 2.5 |  | 1S2H | 1992-09-17 | 1 | Mu. | 64 | Tremont St. | Super Centurion | 6 | C-54 | 6" gate in front E. from Ctr of Hydt 2.8' | South | South | Maple St. | 2.8' | East | West | Tremont St. | 6.6'
5-0017 | 2207 | 4 | 4.5 | 2.5 | 2.5 |  | 1S2H | 1966-01-01 | 1 | Dar | 37 | Upland St. | B-50-B | 6 | K-1 | gate 5.3' | South | South | Crescent St. | 100.5' | East | West | Upland St. | 6.0' | Rubber
5-0019 | 2220 | 4 | 4.5 | 2.5 | 2.5 |  | 1S2H | 1963-01-01 | 1 | Dar | 37 | Upland St. | B-50-B | 6 | K-1 |  | South | South | May St. | 97.5' | East | West | Upland St. | 14.0' | Leather
5-0199 | 2107 | 4 | 4.5 | 2.5 | 2.5 |  | 1S2H | 1964-01-01 | 1 | Dar | 40 | Valley Rd. | B-50-B | 6 | K-8 | gate 7.0' | South | South | Valley rd. (N) | 177.0' | East | West | Valley Rd. (E) | 5.0' | Leather
5-0146 | 2063 | 4 | 4.5 | 2.5 | 2.5 |  | 1S2H | 1978-01-01 | 1 | APS200 |  | Vertente Blvd | H-200 MJ |  | K-6 | gate 5.0' E | South | South | Barnet Blvd. | 397.0' | East | West | Vertente Blvd.
1-0302 | 3746 | 4 | 4.5 | 2.5 | 2.5 |  | 1S2H | 1971-01-01 | 1 | Dar | 80 | W Rodney French Blvd | B-50-B Am | 6 | H-74 | gate 3.0 WxCtr Hydt | South | South | Coral St. | 198.0' | West | East | W. Rodney French Blvd | 6.5'
2-0468 | 437 | 4 | 4.5 | 2.5 | 2.5 |  | 1S2H | 2013-01-01 | 1 | Dar | 69 | Ward St. | post | 6 | D-63 |  | South | South | Allen St. | 7.2' | East | West | Ward St. | 6.6' | Leather
2-0475 | 438 | 4 | 4.5 | 2.5 | 2.5 |  | 1S2H | 1978-06-06 | 1 | Mu | 73 | Ward St. | MJ | 6 | D-63 |  | South | South | Bay St. | 2.9' | East | West | Ward St. | 6.0' | Rubber
2-0543 | 365 | 5.25 | 4.5 | 2.5 | 2.5 |  | 1S2H | 1994-09-07 | 1 | Am. Dar |  | Warwick St. | B-62-B | 6 | D-64 | gate E x Ctr of Hydt 7.0' | South | South | Rockland St. | 167.0' | East | West | Warwick St. | 5.2'
3-0114 | 892 | 1 | 4.5 | 2.5 | 2.5 |  | 1S2H | 1979-01-01 | 1 | Mu107 | 55 | Washington Ave. | #107 MJ |  | F-48 | NW Cor Willis St. Gate 3.2' | South | North | Willis St. | 6.2' | West |  | Washington Ave. | 2.4'
1-0324 | 296 | 2 | 4.5 | 4 | 2.5 |  | 1S2H | 1983-11-30 | 1 | Mu107 | 87 | Water St. | #107 MJ |  | G-47 | gate 6.0' | South | South | Blackmer St. | 165.0' | East | West | Water St. | 6.5'
1-0326 | 292 | 2 | 4.5 | 4 | 2.5 |  | 1S2H | 1983-11-30 | 1 | Mu107 | 85 | Water St. | #107 MJ |  | G-47 | gate 7.0' | South | South | Delano St. | 10.0' | East | West | Water St. | 6.0'
1-0329 | 4069 | 2 | 4.5 | 4 | 2.5 |  | 1S2H | 1983-11-30 | 1 | Mu107 | 84 | Water St. | #107 MJ |  | G-47 | gate 5.0' | South | South | Division St. | 222.0' | East | West | Water St. | 8.0'
2-0035 | 3941 | 2 | 4.5 | 4 | 2.5 |  | 1S2H | 1976-01-01 | 1 | APS200 | 80 | Water St. | H200 MJ |  | G-43 | gate 5.1' | South | South | William St. | 85.5' | East | West | Water St. | 7.1'
2-0041 | 84 | 4 | 4.5 | 2.5 | 2.5 |  | 1S2H | 1969-01-01 | 1 | Dar |  | Water St. | B-50-B MJ | 6 | G-43 | gate 15.0', NxN Walnut St. 571.9' | South | South | Commercial St. | 118.0' | East | West | Water St. | 5.0'
2-0540 | 394 | 1 | 4 | 2.5 | 2.5 |  | 1S2H | 1983-09-15 | 1 | Mu107 |  | Water St. | MJ |  | G-46 | gate 9.2' E | South | South | Potomska St. | 174.0' | West | East | Water St. | 32.4'
3-0403 | 769 | 4 | 4.5 | 2.5 | 2.5 |  | 1S2H | 1955-01-01 | 1 | Dar | 37 | Watson St. | B-50-B | 6 | B-77 |  | South | South | Duchess St. | 24.4' | East | West | Watson St. | 9.0' | Leather
3-0334 | 1708 | 4 | 4.5 | 2.5 | 2.5 |  | 1S2H | 1977-10-03 | 1 | Mu |  | West Hill Rd. | H-200 | 6 | B-75 | Gate 6.0' | South | South | Rockway St. | 170.0' | East | West | West Hill Rd. | 5.4' | Rubber
3-0351 | 1009 | 4 | 4.5 | 2.5 | 2.5 |  | 1S2H | 1973-01-01 | 1 | Smith |  | West Hill Rd. | H200 MJ QB |  | B-75 | gate 7.5' | South | South | Cherry Tree Lane | 105.6' | East | West | West Hill Rd. | 5.5' | RV
2-0297 | 525 | 5.25 | 4.5 | 2.5 | 2.5 |  | 1S2H | 2008-09-02 | 1 | Dar | 61 | West St. | B-62-B | 6 | C-54 |  | South | South | Taber St. | 4.9' | East | West | West St. | 9.0'
3-0441 | 1096 | 5.25 | 4.5 | 2.5 | 2.5 |  | 1S2H | 2013-10-15 | 1 | Am Dar | 42 | Whitlon St. | B-62-B | 6 | B-79 | gate 10.2' | South | South | Potter St. | 79.6' | East | West | Whitlow St. | 3.9'
4-0254 | 1281 | 4 | 4.5 | 2.5 | 2.5 |  | 1S2H | 2015-05-26 | 1 | Am Dar | 40 | Whitlow St. | B-62-B | 6 | B-78 |  | South | South | Hathaway Rd. | 95.5' | East | West | Whitlow St. | 9.0' | LV
5-0305 | 2014 | 4 | 4.5 | 4 | 2.5 |  | 1S2H | 1953-01-01 | 1 | Dar | 47 | Wildwood Rd. | one piece barrel | 6 | K-13 |  | South | South | Phillips Rd. | 372.0' | East | West | Wildwood Rd. | 8.5' | Leather
5-0866 | 3727 | 5.25 | 4.5 | 2.5 | 2.5 |  | 1S2H | 2005-05-20 | 1 | Mu. |  | Wildwood Rd. | Super Centurion | 6 |  |  | South | South | Dutton St. | 288.0' | East | West | Wildwood Rd.
1-0211 | 182 | 4 | 4.5 | 2.5 | 2.5 |  | 1S2H | 1957-01-01 | 1 | Dar | 81 | Winthrop St. | one piece barrel | 6 | J-70 | gate E x Hydt 3.7' | South | South | Butler St. | 313.5' |  |  |  |  | Leather
1-0212 | 181 | 5.25 | 4.5 | 2.5 | 2.5 |  | 1S2H | 1992-05-19 | 1 | Mu. |  | Winthrop St. | Super Centurion | 6 | H-70 |  | South | South | Butler St. | 520.0' | East | West | Winthrop St. | 6.0'
5-0470 | 1783 | 5.25 | 4.5 | 2.5 | 2.5 |  | 1S2H | 2001-10-20 | 1 | Am. Dar. | 48 | Worcester St. | B-62-B | 6 | K-17 | gate N x Hydt 2.6' | South | South | Brockton St. | 7.2' | East | West | Worcester St | 8.3'
2-0006 | 734 | 4 | 4.5 | 2.5 | 2.5 |  | 1S2H | 1976-01-01 | 1 | Mu. |  | WS Acushnet Ave. | R.V. M.J. |  | G-42 | gate 3.0' | South |  | Elm St. | 21.8'
2-0501 | 348 | 5.25 | 4.5 | 2.5 | 2.5 |  | 1S2H | 1995-05-01 | 1 | US Pipe |  | WS Orchard St. | Metropolitan |  |  | gate 6.9' E. S x Ser. Tee (26483) 57.5' | South | South | Washington St. | 169.4' | East | West | Orchard St. | 6.5'
5-0117 | 2179 | 4 | 4.5 | 2.5 | 2.5 |  | 1S2H | 1981-01-01 | 1 | APS200 |  | WS Phillips Rd. | Mech Joint | 6 | K-5 |  | South | South | Rice Blvd. | 488.0'
5-0393 | 1901 | 4 | 4.5 | 2.5 | 2.5 |  | 1S2H | 1979-01-01 | 1 | Dar | 69 | WS Pine Grove | B-50-B |  |  | No gate | South | South | Shelburne | 79.0'
2-0105 | 576 | 1 | 4.5 | 2.5 | 2.5 |  | 1S2H | 1979-01-01 | 1 | Mu107 | 72 | WS Pleasant St. | Mech Joint |  | G-46 | Gate 4.2' | South | South | Madison St. | 267.0' | East | West | Pleasant St. | 5.5'
3-0041 | 1137 | 4 | 4.5 | 2.5 | 2.5 |  | 1S2H | 1975-05-29 | 1 | Smith | 76 | WS Pleasant St. | QB MJ |  | G-41 | Gate 8.0' North | South | South | Weld St. | 13.0' | East | West | Pleasant St. | 5.0' | RV
3-0132 | 3883 | 4 | 4.5 | 2.5 | 2.5 |  | 1S2H | 1973-01-01 | 1 | Smith |  | WS Pleasant St. | H200 QB MJ |  | F-49 | Gate 13.0' E | South | South | North St. | 16.0' | West | West | Pleasant St. | 55.0' | RV
2-0104 | 575 | 4 | 4.5 | 2.5 | 2.5 |  | 1S2H | 1976-11-03 | 1 | APS200 |  | WS Purchase ST | H200 | 6 | G-46 | Gate 2.6' S | South |  | Madison St. | 203.0' |  |  |  |  | BLV
3-0077 | 908 | 4 | 4.5 | 2.5 | 2.5 |  | 1S2H | 1975-01-01 | 1 | Smith |  | WS Purchase St. | H200 QB MJ |  | G-41 | Gate 3.3' E | South | South | Pearl St. | 20.6' | East | West | Purchase St. | 7.6' | RV
3-0089 | 906 | 4 | 4.5 | 2.5 | 2.5 |  | 1S2H | 1975-01-01 | 1 | Smith |  | WS Purchase St. | H200 QB MJ |  | G-42 | Gate 4.8' E | South | South | Campbell St. | 342.0' | East | West | Purchase St. | 6.0' | RV
3-0026 | 1138 | 4 | 4.5 | 2.5 | 2.5 |  | 1S2H | 1976-04-13 | 1 | Mu | 54 | WS Reynolds | MJ | 6 | I-40 | gate 4.9' E | South | South | Clark St. | 18.7' | East | West | Reynolds St. | 5.6' | RV
3-0036 | 1074 | 4 | 4.5 | 2.5 | 2.5 |  | 1S2H | 1976-04-13 | 1 | Mu | 52 | WS Reynolds | MJ | 6 | I-40 | gate 4.2' E | South | South | Weld St. | 1.0' | East | West | Reynolds St. | 6.0' | RV
1-0242 | 133 | 4 | 4.5 | 2.5 | 2.5 |  | 1S2H | 1972-01-01 | 1 | Dar Am. |  | WS Riverview Ter | B-50-B | 6 | H-71 | gate 7.0' | South | South | Douglas St | 110.0' | East | West | Riverview Ter | 6.0'
2-0333 | 410 | 5.25 | 4.5 | 2.5 | 2.5 |  | 1S2H | 1994-01-01 | 1 | US | 53 | WS Rockdale Ave. | B-50-B |  |  | gate 5' SxS Grape St 162.0' ExW Rockdale Ave 10.5' | South | South | Allen St. | 383.0' | East | West | Rockdale Ave. | 12.1'
3-0289 | 3628 | 4 | 4.5 | 2.5 | 2.5 |  | 1S2H | 1969-01-01 | 1 | Dar |  | WS Spruce St. | B-50-B |  | D-61 | gate 6.1' | South | South | Smith St. | 26.8' | East | West | Spruce St. | 5.7'
3-0112 | 890 | 5.25 | 4.5 | 2.5 | 2.5 |  | 1S2H | 1995-11-01 | 1 | Mu. |  | WS State St. | Super Centurion 200 |  |  | gate 6.5' | South | South | Pearl St. | 9.4' | East | West | State St. | 5.8'
1-0241 | 3485 | 5.25 | 4.5 | 2.5 | 2.5 |  | 1S2H | 2002-12-18 | 1 | Mu. | 75 |  | Super Centurion | 6 |  | gate 6.5' | South | South | Ricketson St. | 258.0'
5-0094 | 2092 | 4.5 | 4.5 | 2.5 | 2.5 |  | 1S2H | 1987-02-03 | 1 | Am. Dar. |  | Churchill St. | 6" RV IS 2H QF Mech. |  | K-3 |  | South side | West | Barnard St. | 197.0'
2-0361 | 421 | 4.5 | 4.5 | 2.5 | 2.5 |  | 1S2H | 1987-12-21 | 1 | Am. Dar |  | Grape St. | QF | 6 | C-56 |  | South,South | East | Rockdale Ave. | 246.4' |  |  |  |  | R.V.
1-0095 | 3541 | 4.5 | 4.5 | 2.5 | 2.5 |  | 1S2H | 1987-07-28 | 1 | Am. Dar |  | Katharine St. | B-50-B QB | 6 | E-68 |  | South,South | West | County St. | 442.0' |  |  |  |  | R.V.
2-0478 | 3764 | 5.25 | 4.5 | 2.5 | 2.5 |  | 1S2H | 1995-06-01 | 1 | US |  | Dartmouth St. | Metropolitan 250 |  |  | gate 8.3' | South,West | West | Orchard St. | 104.2' | West | East | Dartmouth St. | 6.6'
1-0257 | 3490 | 4 | 4.5 | 2.5 | 2.5 |  | 1S2H | 1987-04-15 | 1 | Am Dar |  | Warren St. | B-50-B QF MJ | 6 | H-72 |  | Southeast | Corner | Rodney French Blvd (W) | [5 empty] | RV
4-0231 | 1207 | 3 | 4.5 | 2.5 | 2.5 |  | 1S2H | 1983-07-30 | 1 | APS200 | 38 | Topham St. | H200 QB MJ |  | A-57 |  | SW | Cor | Harvard St. |  | North | South | Topham St.
4-0275 | 1199 | 4 | 4.5 | 2.5 | 2.5 |  | 1S2H | 1975-11-29 | 1 | Dar Am. | 37 | WS Shawmut Ave. | B-50-B | 6 | B-78 | gate 2.0'E | SW | Cor | Sutton St. | [5 empty] | BLV
2-0069A | 3912 | 4 | 4.5 | 2.5 | 2.5 |  | 1S2H | 1973-01-01 | 1 | Dar |  | Marine Park (Fairhaven) | B-50-B | 6 | G-44 | South from hydt. gate 19.5', South from hydt. 22.0', SouthEast edge of meter pit 61.0' | West |  | New Bedford- Fairhaven | 430.0' | South | South | Route 6 | 95.0' | B.L.V.
2-0369 | 679 | 4 | 4.5 | 2.5 | 2.5 |  | 1S2H | 1974-01-01 | 1 | APS200 |  | A-59 | H200 MJ QB | 6 | A-59 | gate 12.6' N | West | West | Ash St. | 15.5' | South | South | Kempton St. (old line) | 5.0' | R.V.
1-0305 | 109 | 4 | 4.5 | 2.5 | 2.5 |  | 1S2H | 1960-01-01 | 1 | Dar | 75 | Abalone St | B-50-B | 6 | H-74 |  | West | West | Brock Ave | 164.0'
SpinkCarH-0003 |  |  | 4.5 | 2.5 | 2.5 |  | 1S2H | 1908-01-01 | 1 |  |  | Bedford St. |  |  |  | Sprinkling car hydrant with 4" gate. See gate card for sketch or App. 12256, service index | West | West | Acushnet Ave. | 108.0' | North | South | Bedford St. | 16.3'
1-0129 | 298 | 4 | 4.5 | 2.5 | 2.5 |  | 1S2H | 1969-01-01 | 1 | Dar | 84 | Blackmer St. | BLV | 6 | H-69 | gate 9.4' | West | West | Second St. | 4.2' | North | South | Blackmer St. | 6.2'
1-0130 | 297 | 5.25 | 4.5 | 2.5 | 2.5 |  | 1S2H | 2009-12-08 | 1 | Dar | 83 | Blackmer St. | B-62-B | 6 | H-69 |  | West | West | First St. | 7.6' | North | South | Blackmer St. | 6.3'
1-0056 | 3599 | 5.25 | 4.5 | 2.5 | 2.5 |  | 1S2H | 2011-07-28 | 1 | Am. Dar. | 80 | Bliss St. | B-62-B | 6 | E-66 | hydt. gate w.x. hydt. 4.0' | West | West | Bolton St. | 123.4' | North | South | Bliss St. | 9.3'
5-0188 | 2102 | 4 | 4.5 | 2.5 | 2.5 |  | 1S2H | 1963-01-01 | 1 | Dar | 45 | Blueberry Terr. | B-50-B | 6 | K-8 | gate 4.5' | West | West | Greenbrier Dr. (e) | 291.6' | North | South | Blueberry Terr. (s) | 14.0' | Leather
5-0721 | 1727 | 4 | 4.5 | 2.5 | 2.5 |  | 1S2H | 1949-01-01 | 1 | Dar | 55 | Bonin St. | one piece barrel | 6 | I-34 |  | West | West | Mt. Pleasant St. | 474.0' | North | South | Bonin St. | 8.5' | Leather
5-0722 | 1726 | 5.25 | 4.5 | 2.5 | 2.5 |  | 1S2H | 2006-11-02 | 1 | Mu. | 50 | Bonin St. | Super Centurion | 6 | I-34 | gate: n.x. hydt. 3.0' | West | West | Mt. Pleasant St. | 18.0' | North | South | Bonin St. | 4.0'
5-0315 | 1942 | 4 | 4.5 | 2.5 | 2.5 |  | 1S2H | 1921-01-01 | 1 | Dar | 48 | Bowles St. | Post | 6 | K-13 |  | West | West | Acushnet Ave. | 306.0' | North | South | Bowles St. | 9.0' | Leather
5-0228 | 2083 | 4 | 5 | 5 | 2.5 |  | 2S1H | 1951-01-01 | 1 | Chapman | 46 | Bradford St. |  | 6 | K-10 |  | West |  | Acushnet Ave. | 189.0' | North | South | Bradford St. | 8.0'
5-0071 | 3655 | 4 | 4.5 | 2.5 | 2.5 |  | 1S2H | 1951-01-01 | 1 | Dar | 44 | Braley Rd. | one piece barrel | 6 | K-3 | gate 13.6' (1963) | West | West | Acushnet Ave. | 1188.0' | North | South | Braley Rd. | 8.5' | Leather
5-0535 | 1670 | 4 | 4.5 | 2.5 | 2.5 |  | 1S2H | 1972-01-01 | 1 | Dar Am. | 68 | Branscomb St. | B-50-B | 6 | J-24 | gate 6.5 | West | West | Orleans St. | 13.0' | North | South | Branscomb St. | 8.5'
5-0546 | 1671 | 5.25 | 4.5 | 2.5 | 2.5 |  | 2S1H | 2010-06-10 | 1 | Am. Dar. | 69 | Branscomb St. | B-62-B | 6 | J-24 |  | West | West | Felton St. | 465.1' | North | South | Branscomb St. | 8.5'
5-0558 | 1679 | 4.625 | 4.5 | 2.5 | 2.5 |  | 1S2H | 1988-11-07 | 1 | APS200 | 72 | Branscomb St. | H-200 QB |  | J-24 | 6" Darl. Gate e.x. center of hydt. 2.5' | West | West | Conduit St. | 218.0' | North | South | Branscomb St. | 8.6'
1-0311 | 125 | 4 | 4.5 | 2.5 | 2.5 |  | 1S2H | 1960-01-01 | 1 | Dar | 74 | Bream St. | B-50-B | 6 |  |  | West | West | Brock Ave. | 10.0' | North | South | Bream St. | 9.0'
5-0523 | 1624 | 4 | 4.5 | 2.5 | 2.5 |  | 1S2H | 1977-10-25 | 1 | Dar. | 74 | Brewster St. |  | 6 | J-23 | gate 5.2' | West | West | corner Belleville Ave. | 9.1' | North | South | Brewster St. | 11.6' | Leather
2-0336 | 406 | 4 | 4.5 | 2.5 | 2.5 |  | 1S2H | 2013-01-01 | 1 | Am. Dar. | 48 | Brier St. | B-50-B | 6 | C-55 |  | West |  | Mandell St. | 78.0' | North | South | Brier St. | 9.0' | Leather
5-0360 | 1878 | 4 | 4.5 | 2.5 | 2.5 |  | 1S2H | 1921-01-01 | 1 | Dar | 60 | Bristol St. | Post | 6 | K-14 |  | West | West | Morris St. | 13.3' | North | South | Bristol St. | 9.0' | Leather
5-0471 | 1788 | 4 | 4.5 | 2.5 | 2.5 |  | 1S2H | 1924-01-01 | 1 | Dar | 39 | Brockton St. | Post | 6 | K-17 |  | West | West | Oliver St. | 11.3' | North | South | Brockton St. | 8.2' | Leather
5-0753 | 1607 | 4.5 | 4.5 | 2.5 | 2.5 |  | 1S2H | 1998-06-25 | 1 | Am. Dar. | 45 | Brooklawn Ave. | B-50-B Traffic type | Mech. | I-35 |  | West | West | Milford St. | 37.0' | North | South | Brooklawn Ave. | 11.5'
3-0359 | 1018 | 4 | 4.5 | 2.5 | 2.5 |  | 1S2H | 1973-01-01 | 1 | APS200 |  | Bryant Ln. | RV MJ QB |  | B-75 |  | West | West | West Hill Rd. | 239.0' | North | South | Bryant Ln. | 5.5'
4-0188 | 1225 | 4 | 4.5 | 2.5 | 2.5 |  | 1S2H | 2006-04-01 | 1 | Am. Dar. | 35 | Buchanan St. | Post | 6 | I-39 |  | West | West | Summer St. | 14.0' | North | South | Buchanan St. | 9.5' | Leather
4-0224 | 1194 | 5 | 5 | 5 | 2.5 |  | 2S1H | 1925-01-01 | 1 | Chapman | 30 | Buchanan St. | Post | 6 | A-57 |  | West | West | Mt. Pleasant St. | 336.6' | North | South | Buchanan St. | 9.5' | Rubber
4-0063 | 1340 | 4 | 4.5 | 2.5 | 2.5 |  | 1S2H | 1926-01-01 | 1 | Dar | 68 | Bullard St. | Post | 6 | J-29 |  | West | West | Acushnet Ave. | 253.1' | North | South | Bullard St. | 8.7' | Leather
4-0066 | 1353 | 4 | 4.5 | 2.5 | 2.5 |  | 1S2H | 1925-01-01 | 1 | Dar | 80 | Bullard St. | Post | 6 | J-29 |  | West | West | Belleville Ave. | 246.0' | North | South | Bullard St. | 8.6' | Leather
1-0203 | 171 | 5.5 | 4.5 | 2.5 | 2.5 |  | 1S2H | 1996-05-20 | 1 | Am. Dar. | 80 | Butler St. | B-62-B | 6 | H-70 |  | West | West | Fern St. | 2.4' | North | South | Butler St. | 7.0'
1-0206 | 174 | 4 | 4.5 | 2.5 | 2.5 |  | 1S2H | 1974-01-01 | 1 | Am. Dar. | 80 | Butler St. | B-50-B | 6 | H-70 | gate 3.7' | West | West | Milbury St. | 68.7' | North | South | Butler St. | 10.7'
1-0207 | 175 | 4 | 4.5 | 2.5 | 2.5 |  | 2S1H | 1972-01-01 | 1 | Dar | 85 | Butler St. | B-50-B | 6 | H-70 | gate- n.x. center hydt. 8.0' | West | West | East French Ave. | 1.0' | North | South | Butler St. | 3.2'
No ID # |  | 5.25 | 4.5 | 2.5 | 2.5 |  | 1S2H | 2010-05-28 | 1 | Dar. Am. |  | Buttonwood Park Administration Building | B-62-B | 6 |  | carousel area | West | East | Building | 17.5' | East | West | Building | 24.0'
1-0295 | 170 | 5.25 | 4.5 | 2.5 | 2.5 |  | 1S2H | 2009-01-15 | 1 | Am. Dar. | 79 | Calumet St. | B-62-B | 6 | H-73 |  | West | West | Brock Ave. | 4.3' | North | South | Calumet St. | 8.6'
3-0085 | 3945 | 4 | 4.5 | 2.5 | 2.5 |  | 1S2H | 1975-01-01 | 1 | APS200 |  | Campbell St. | H-200 QB MJ | 6 | G-41 | gate 8.0' | West | West | Purchase St. | 9.0' | North | South | Campbell St. |  | RV
3-0116 | 895 | 4 | 4.5 | 2.5 | 2.5 |  | 1S2H | 1919-01-01 | 1 | Dar | 57 | Campbell St. | Post | 6 | F-48 |  | West | West | State St. | 3.6' | North | South | Campbell St. | 6.1' | Leather
3-0117 | 900 | 5.25 | 4.5 | 2.5 | 2.5 |  | 1S2H | 2006-10-24 | 1 | Mu. | 70 | Campbell St. | Super Centurion | 6 | F-48 | gate: n.x. hydt. 8.0' | West | West | Pleasant St. | 9.1' | North | South | Campbell St. | 6.4'
3-0236 | 872 | 5.25 | 4.5 | 2.5 | 2.5 |  | 1S2H | 2006-08-07 | 1 | Mu. | 45 | Campbell St. | Super Centurion | 6 | A-59 | gate n.x. hydt. | West | West | Shawmut Ave. | 4.4' | North | South | Campbell St. | 6.3'
3-0238 | 874 | 5 | 4.5 | 2.5 | 2.5 |  | 1S2H | 2003-01-01 | 1 | Am. Dar | 45 | Campbell St. | Post | 6 | A-59 |  | West | West | Cedar St. | 8.4' | North | South | Campbell St. | 6.5' | Rubber
3-0285 | 3636 | 4 | 4.5 | 2.5 | 2.5 |  | 1S2H | 2013-01-01 | 1 | Am. Dar. | 47 | Campbell St. | B-50-B | 6 | D-61 | gate 4.4 | West | West | Cottage St. | 1.2' | South | North | Campbell St. | 7.8'
3-0288 | 896 | 5.25 | 4.5 | 2.5 | 2.5 |  | 1S2H | 2008-11-26 | 1 | Am Dar | 54 | Campbell St. | B-62-B | 6 | D-61 | gate 4.8' | West | West | County St. | 5.2' | North | South | Campbell St. | 6.5'
1-0290 | 164 | 5.25 | 4.5 | 2.5 | 2.5 |  | 1S2H | 2007-05-24 | 1 | Mu | 70 | Capital St. | Super Centurion | 6 | H-73 |  | West | West | Brock Ave. | 569.3' | North | South | Capital St. | 8.8'
1-0291 | 165 | 5.25 | 4.5 | 2.5 | 2.5 |  | 1S2H | 2007-05-24 | 1 | Mu | 80 | Capital St. | Super Centurion | 6 | H-73 |  | West | West | Brock Ave. | 1000.3' | North | South | Capital St. | 9.0'
2-0288 | 508 | 4 | 5 | 5 | 2.5 |  | 2S1H | 1912-01-01 | 1 | Chapman | 52 | Carroll St. | Post | 6 | C-54 |  | West | West | Brownell Ave. | 3.8' | North | South | Carroll St. | 8.8' | Rubber
2-0289 | 507 | 5 | 5 | 5 | 2.5 |  | 2S1H | 1914-01-01 | 1 | Chapman | 54 | Carroll St. | Post | 6 | C-54 |  | West | West | Brigham St. | 301.6' | North | South | Carroll St. | 8.3' | Rubber
2-0313 | 487 | 5 | 4.5 | 2.5 | 2.5 |  | 1S2H | 1990-01-11 | 1 | Am. Dar. | 51 | Carroll St. | Post | 6 | C-55 |  | West |  | Whittier St. | 15.7' | North | South | Carroll St. | 9.0' | Babbit
4-0106 | 3760 | 5.25 | 4.5 | 2.5 | 2.5 |  | 1S2H | 1994-07-21 | 1 | Mu. | 80 | Cedar Grove St. | Super Centurion 200 | 6 | J-30 | gate: s.x. center of hydt. 18.7' | West | West | Cotter St. | 12.0' | South | North | Cedar Grove St.
4-0210 | 1220 | 5.25 | 4.5 | 2.5 | 2.5 |  | 1S2H | 1993-07-01 | 1 | Mu. |  | Cedar Grove St. | Super Centurion 200 | 6 | I-40 |  | West | West | Reynolds St. | 12.0' | South | North | Cedar Grove St. | 7.5'
4-0211 | 1221 | 5.25 | 4.5 | 2.5 | 2.5 |  | 1S2H | 1993-08-01 | 1 | Mu. |  | Cedar Grove St. | Super Centurion 200 | 6 | I-40 |  | West | West | County St. | 8.0' | South | North | Cedar Grove St. | 7.9'
4-0213 | 1142 | 4 | 4.5 | 2.5 | 2.5 |  | 1S2H | 1968-01-01 | 1 | Dar | 68 | Cedar Grove St. | B-50-B | 6 | I-40 | gate 4.4' | West | West | Purchase St. | 8.4' | South | North | Cedar Grove St. | 5.0' | Rubber
5-0604 | 1545 | 5 | 4.5 | 2.5 | 2.5 |  | 1S2H | 2003-01-01 | 1 | Am. Dar. | 58 | Central Ave. | Post | 6 | J-25 |  | West | West | Arlington St. | 65.5' | North | South | Central Ave. | 8.6' | Rubber
5-0605 | 1546 | 5 | 5 | 5 | 2.5 |  | 2S1H | 1910-01-01 | 1 | Chapman | 60 | Central Ave. | Post | 6 | J-25 |  | West | West | Concord St. | 252.1' | North | South | Central Ave. | 9.0' | Rubber
5-0790 | 1526 | 1 | 4.5 | 2.5 | 2.5 |  | 1S2H | 1984-06-07 | 1 | Dar. Am. | 58 | Central Ave. | IS 2H QB MJ |  | I-36 | hsome kind of offset present, SouthWest corner Brook St. | West | West | Brook St. | 4.7' | North | South | Central Ave. | 8.3'
5-0792 | 1527 | 2 | 4.5 | 2.5 | 2.5 |  | 1S2H | 1984-05-16 | 1 | Dar | 52 | Central Ave. | IS 2H QB JJ |  | I-36 | hydt. is easterly of hydt. tee. | West | West | Ashley Blvd. | 364.3' | North | South | Central Ave. | 8.5'
5-0793 | 1528 | 5 | 5 | 5 | 2.5 |  | 2S1H | 1912-01-01 | 1 | Chapman | 55 | Central Ave. | Post | 6 |  |  | West | West | Ashley Blvd. | 4.6' | North | South | Central Ave. | 8.3' | Rubber
5-0335 |  | 4 | 4.5 | 2.5 | 2.5 |  | 1S2H | 1973-01-01 | 1 | Mu. |  | Chaffee St. |  |  | k-13 | gate 3.5' | West | West | Church St. | 421.0' | North | South | Chaffee St. | 6.0'
5-0337 | 1963 | 4 | 4.5 | 2.5 | 2.5 |  | 1S2H | 1929-01-01 | 1 | Dar | 54 | Chaffee St. | Post | 6 | K-13 | p. 130c & 130g | West | West | Wildwood Rd. | 13.3' | North | South | Chaffee St. | 8.0' | Leather
5-0338 | 1964 | 4 | 4.5 | 2.5 | 2.5 |  | 1S2H | 1929-01-01 | 1 | Dar | 53 | Chaffee St. | Post | 6 | K-13 | p. 130c | West | West | Heywood St. | 14.1' | North | South | Chaffee St. | 10.8' | Leather
5-0046 | 2156 | 4 | 4.5 | 2.5 | 2.5 |  | 1S2H | 1977-09-01 | 1 | Mu107 |  | Cherokee St. |  | 6 | K-2 | gate 7.3' n | West | West | Acushnet Ave. | 721.4' | North | South | Cherokee St. | 7.0' | Leather
5-0047 | 2153 | 4 | 4.5 | 2.5 | 2.5 |  | 1S2H | 1975-12-09 | 1 | APS200 |  | Cherokee St. | H-200 |  | K-2 | gate 9.0' n | West | West | Acushnet Ave. | 218.5' | North | South | Cherokee St. | 6.0' | 6" B.R.V.
5-0048 | 2152 | 2 | 4.5 | 2.5 | 2.5 |  | 1S2H | 1985-05-30 | 1 | Dar. Am. | 36 | Cherokee St. | IS 2H QF MJ |  | K-2 |  | West | West | Acushnet Ave. | 33.0'
5-0092 | 2094 | 4 | 4.5 | 2.5 | 2.5 |  | 1S2H | 1956-01-01 | 1 | Dar | 44 | Churchill St. | one piece barrel | 6 | K-3 |  | West | West | Acushnet Ave. | 10.0' | North | South | Churchill St. | 9.0' | Rubber
5-0093 | 2093 | 4 | 4.5 | 2.5 | 2.5 |  | 1S2H | 1957-01-01 | 1 | Dar | 45 | Churchill St. | B-50-B one piece barrel | 6 | K-3 |  | West | West | Bartlett St. | 245.0' | North | South | Churchill St. | 9.0' | Leather
5-0095 | 3730 | 4 | 4.5 | 2.5 | 2.5 |  | 1S2H | 1974-01-01 | 1 | Dar. Am. |  | Churchill St. | B-50-B | 6" BLV |  | gate 13.4' | West | West | Barnard St. | 558.6' | North | South | Churchill St. | 8.0'
1-0029 | 3616 | 5.25 | 4.5 | 2.5 | 2.5 |  | 1S2H | 1994-08-03 | 1 | Am. Dar. | 80 | Circuit St. | B-62-B | 6 | E-65 |  | West | West | Bolton St. | 434.0' | North | South | Circuit St. | 10.0'
1-0030 | 3615 | 5.25 | 4.5 | 2.5 | 2.5 |  | 1S2H | 1994-08-02 | 1 | Am. Dar. | 82 | Circuit St. | B-62-B | 6 | E-65 |  | West | West | Bolton St. | 9.3' | North | South | Circuit St. | 9.5'
1-0201 | 213 | 5.25 | 4.5 | 2.5 | 2.5 |  | 1S2H | 2011-06-29 | 1 | Am. Dar. | 80 | Clara St. | B-50-B | 6 | H-70 |  | West | West | E. Rodney French Blvd. | 348.2' | North | South | Clara St. | 8.7'
1-0202 | 216 | 4.625 | 4.5 | 2.5 | 2.5 |  | 1S2H | 1989-09-01 | 1 | APS200 |  | Clara St. | H-200 | Mech. | H-70 |  | West | West | E. Rodney French Blvd. | 6.3' | North | South | Clara St. | 8.2'
2-0180 | 664 | 4 | 4.5 | 2.5 | 2.5 |  | 1S2H | 1951-01-01 | 1 | Dar | 45 | Clarendon St. |  | 6 | B-52 | p. 48 | West | West | Brownell Ave. | 12.0' | North | South | Clarendon St. | 9.0' | Leather
3-0029 | 1131 | 4 | 4.5 | 2.5 | 2.5 |  | 1S2H | 1976-01-01 | 1 | Mu107 | 78 | Clark St. | MJ |  | I-40 | gate 4.0' | West | West | Purchase St. | 18.4' | North | South | Clark St. | 5.8' | R.V.
5-0597 | 1535 | 4 | 4.5 | 2.5 | 2.5 |  | 1S2H | 1910-01-01 | 1 | Dar | 55 | Clifford St. | Post | 6 | J-25 |  | West | West | Arlington St. | 202.0' | North | South | Clifford St. | 8.8' | Leather
5-0783 | 1519 | 5.25 | 4.5 | 2.5 | 2.5 |  | 1S2H | 2001-11-26 | 1 | Am. Dar. | 50 | Clifford St. | B-62-B | 6 | I-36 | gate: hydt. 3.0 n | West | West | Ashley Blvd. | 442.0' | North | South | Clifford St. | 9.0'
2-0265 | 606 | 5 | 4.5 | 2.5 | 2.5 |  | 1S2H | 2000-01-01 | 1 | Am. Dar. | 55 | Clinton St. | Post | 6 | C-54 |  | West | West | Rounds St. | 5.1' | North | South | Clinton St. | 8.4' | Rubber
2-0441 | 631 | 4 | 4.5 | 2.5 | 2.5 |  | 1S2H | 1997-01-01 | 1 | Am. Dar. | 53 | Clinton St. | Post | 6 | D-63 |  | West | West | Cottage St. | 280.0' | North | South | Clinton St. | 6.1' | Leather
4-0008 | 3960 | 4 | 4.5 | 2.5 | 2.5 |  | 1S2H | 1979-01-01 | 1 | Mu107 | 65 | Coffin Ave. | M.J. |  | J-26 | gate 5.2' | West | West | Acushnet Ave. | 9.6' | North | South | Coffin Ave. | 8.2'
4-0052 | 1349 | 4 | 4.5 | 2.5 | 2.5 |  | 1S2H | 1979-01-01 | 1 | Mu107 | 72 | Coffin Ave. | #107 |  | J-26 | gate 2.0' | West | West | Belleville Ave. | 4.2' | North | South | Coffin Ave. | 8.8'
4-0055 | 1361 | 4 | 4.5 | 2.5 | 2.5 |  | 1S2H | 1979-01-01 | 1 | Mu107 | 72 | Coffin Ave. | #107 |  | J-28 |  | West | West | Riverside Rd. | 353.0'
4-0056 | 1360 | 4 | 4.5 | 2.5 | 2.5 |  | 1S2H | 1979-01-01 | 1 | Mu107 | 74 | Coffin Ave. | #107 |  | J-28 | gate 1.8' | West | West | Riverside Rd. | 5.5' | South | North | Coffin Ave. | 10.5'
4-0153 | 1330 | 4.5 | 4.5 | 2.5 | 2.5 |  | 1S2H | 1986-12-11 | 1 | Am. Dar. |  | Coffin Ave. | 6" B.L.V.Q.F. |  | I-37 |  | West | West | Ashley Blvd. | 4.6' | North | South | Coffin Ave. | 8.7'
4-0087 | 1235 | 5.25 | 4.5 | 2.5 | 2.5 |  | 1S2H | 1998-07-30 | 1 | Am. Dar. |  | Coggeshall St. | B-62-B | 6 | J-29 | gate 8.0' | West | West | Acushnet Ave. | 182.1' | North | South | Coggeshall St. | 9.0'
4-0100 | 3705 | 4.625 | 4.5 | 2.5 | 2.5 |  | 1S2H | 1988-06-20 | 1 | APS200 |  | Coggeshall St. | H200 Q.B. |  | J-30 |  | West | West | No. Front | 2.6' | North | South | Coggeshall St. | 7.0' |  | yes | 2015-07-14
4-0168 | 1249 | 5.25 | 4.5 | 2.5 | 2.5 |  | 1S2H | 2004-01-22 | 1 | Mu. |  | Coggeshall St. | Super Centurion | 6 | I-38 |  | West | West | Ashley Blvd. | 30.9' | South | North | Coggeshall St. | 8.0'
4-0202 | 1212 | 5 | 4.5 | 2.5 | 2.5 |  | 1S2H | 2006-01-01 | 1 | Am. Dar. | 40 | Coggeshall St. | Post | 6 | I-40 |  | West | West | Summer St. | 3.8' | North | South | Coggeshall St. | 8.5' | Rubber
4-0235 | 1193 | 2 | 4.5 | 2.5 | 2.5 |  | 1S2H | 1984-06-11 | 1 | Dar. Am. | 35 | Coggeshall St. | QB MJ |  | A-57 |  | West | West | Highland St. | 185.4'
4-0236 | 1191 | 5.25 | 4.5 | 2.5 | 2.5 |  | 1S2H | 2012-06-22 | 1 | Am. Dar. | 28 | Coggeshall St. | B-62-B | 6 | A-57 |  | West | West | Mt. Pleasant St. | 343.3' | North | South | Coggeshall St. | 9.3'
4-0282 | 1208 | 5.25 | 4.5 | 2.5 | 2.5 |  | 1S2H | 2006-10-12 | 1 | Am. Dar. | 40 | Coggeshall St. | B-62-B | 6 | B-78 | gate N x hydt. 2.2' | West | West | Shawmut Ave. | 420.0' | North | South | Coggeshall St. | 12.4'
4-0005 | 1325 | 4 | 4.5 | 2.5 | 2.5 |  | 1S2H | 1979-01-01 | 1 | Mu107 | 62 | Collette St. | #107 |  | J-26 | gate 2.9' | West | West | Acushnet Ave. | 4.8' | North | South | Collette St. | 8.6'
4-0040 | 1366 | 3 | 4.5 | 2.5 | 2.5 |  | 1S2H | 1983-05-08 | 1 | APS200 | 70 | Collette St. | H-200 |  | J-28 | gate 9.0' | West | West | Belleville Ave. | 6.3' | North | South | Collette St. | 8.3'
4-0042 | 1364 | 4 | 4.5 | 2.5 | 2.5 |  | 1S2H | 1977-01-01 | 1 | Mu107 | 72 | Collette St. | #107 MJ |  | J-28 | gate 3.0' | West | West | Riversied Ave. | 3.1' | North | South | Collette St. | 9.0'
4-0146 | 1322 | 2 | 4.5 | 2.5 | 2.5 |  | 1S2H | 1984-05-21 | 1 | Dar. Am. | 62 | Collette St. | QB |  | I-37 | gate 7.6' | West | West | Ashley Blvd. | 3.0' | North | South | Collette St. | 8.0'
3-0198 | 3756 | 2 | 4.5 | 2.5 | 2.5 |  | 1S2H | 1980-01-01 | 1 | Dar. Am. | 37 | Collins St. | Mech. joint |  | A-58 | SW cor. Cottage St. gate 3.5' | West | West | Cottage St. | 3.5' | North | South | Collins St. | 6.7'
2-0042 |  | 4 | 4.5 | 2.5 | 2.5 |  | 1S2H | 1969-01-01 | 1 | Dar |  | Commercial St. | B-50-B |  | G-43 | gate 22.6' | West | West | Front St. | 38.5' | South | North | Commercial St. | 6.0'
5-0076 | 3774 | 4 | 4.5 | 2.5 | 2.5 |  | 1S2H | 1968-01-01 | 1 | Dar |  | Cottonwood Rd. | B-50-B |  | K-3 | gate 5.0' | West | West | Blaze Rd. | 210.0' | North | South | Cottonwood Rd. | 6.0'
2-0231 | 12 | 4 | 4.5 | 2.5 | 2.5 |  | 1S2H | 1997-01-01 | 1 | Mu. | 49 | Court St. | B-50-B | 6 | C-54 | gate is 4.9' N x ctr. Hydt. | West | West | Jonathan St. | 5.2' | North | South | Court St. | 6.7' | B.L.V.
2-0234 | 3821 | 5 | 4.5 | 2.5 | 2.5 |  | 1S2H | 1996-11-25 | 1 | Am. Dar. | 51 | Court St. | B-62-B |  | c-54 |  | West | East | Jenney St. | 14.4' | North | South | Court St. | 5.0'
2-0381 | 689 | 5 | 4.5 | 2.5 | 2.5 |  | 1S2H | 1994-01-01 | 1 | Am. Dar. | 53 | Court St. | post | 6 | A-59 |  | West | West | Chancery St. | 3.6' | North | South | Court St. | 6.0' | Babbitt
2-0428 | 729 | 4 | 4.5 | 2.5 | 2.5 |  | 1S2H | 1974-01-01 | 1 | APS200 |  | Court St. | H200 QB MJ | 6 | D-62 | gate 7.0' | West | West | Orchard St. | 21.9' | North | South | Court St. | 5.3' | R.V.
2-0429 | 728 | 4 | 4.5 | 2.5 | 2.5 |  | 1S2H | 1975-01-01 | 1 | APS200 |  | Court St. | H200 QB MJ | 6 | D-62 | gate 6.0' | West | West | County St. | 27.7' | North | South | Court St. | 5.6' | R.V.
1-0042 | 248 | 4 | 4.5 | 2.5 | 2.5 |  | 1S2H | 1977-01-01 | 1 | Dar |  | Cove Rd. | B-50-B | 6 | E-66 | gat 5.8' (OPB) (Poured) | West |  | Frank St. | 54.0'
1-0122 | 261 | 1 | 4.5 | 2.5 | 2.5 |  | 1S2H | 1986-01-11 | 1 | Am. Dar. |  | Cove Rd. | B-50-B QF | 6 | E-68 | gate 5.1' S. see hydt. Book for measures | West | West | Bonney St. | 293.0' |  |  |  |  | R.V.
1-0123 | 262 | 5.25 | 4.5 | 2.5 | 2.5 |  | 1S2H | 2012-01-24 | 1 | Am. Dar. | 87 | Cove Rd. | B-62-B | 6 | E-68 | gate 5.5' South | West | West | Bonney St. | 163.4' | South | North | Cove Rd. | 10
1-0125 | 3894 | 4 | 4.5 | 2.5 | 2.5 |  | 1S2H | 1974-01-01 | 1 | Dar. Am. | 65 | Cove Rd. | B-50-B | 6 | E-68 | gate 7.3' S x hydt. | West | West | County St. | 418.3' | South | North | Cove Rd. | 6.6'
1-0142 |  |  | 4.5 | 2.5 | 2.5 |  | 1S2H | 1983-07-15 | 1 | Mu107 | 85 | Cove St. | MJ |  | H-69 | gate 9.7' | West | West | W.Rodney French Blvd. | 42.7' | North | South | Cove St. | 7.5'
1-0143 | 3507 | 2 | 4.5 | 2.5 | 2.5 |  | 1S2H | 1983-07-15 | 1 | Dar. Am. | 87 | Cove St. | QB MJ |  | H-69 | gate 7.0' | West | West | McGurk St. | 7.0' | North | South | Cove St. | 7.0'
1-0144 | 3505 | 4.625 | 4.5 | 2.5 | 2.5 |  | 1S2H | 1991-12-13 | 1 | APS200 | 79 | Cove St. | H200 QB |  | H-69 | gate 6.0' N x center of hydt. | West | West | Vial St. | 2.2' | North | South | Cove St. | 8.6'
1-0145 | 3506 | 5.25 | 4.5 | 2.5 | 2.5 |  | 1S2H | 1994-09-30 | 1 | Am. Dar. | 80 | Cove St. | B-62-B | 6 | H-69 | gate N x ctr. Of hydt. 6.6' | West | West | Salisbury St. | 2.3' | North | South | Cove St. | 9.0'
1-0146 | 237 | 5.25 | 4.5 | 2.5 | 2.5 |  | 1S2H | 2003-03-19 | 1 | Mu. | 80 | Cove St. | Super Centurion | 6 | H-69 | gate 7.3' | West | West | Roosevelt St. | 2.7' | North | South | Cove St. | 8.7'
1-0147 | 238 | 4 | 4.5 | 2.5 | 2.5 |  | 1S2H | 1961-01-01 | 1 | Dar | 80 | Cove St. | B-50-B | 6 | H-69 | gate 6.3' | West | West | Cleveland St. | 7.5' | North | South | Cove St. | 8.8' | Leather
5-0645 | 1570 | 5.25 | 4.5 | 2.5 | 2.5 |  | 1S2H | 2005-09-08 | 1 | Mu. | 65 | Covell St. | Super Centurion | 6 | J-26 | gate N x hydt. 3.0' | West | West | Belleville Ave. | 421.6' | North | South | Covell St. | 8.0'
5-0646 | 1571 | 5.25 | 4.5 | 2.5 | 2.5 |  | 1S2H | 1997-02-10 | 1 | Mu. | 69 | Covell St. | Super Centurion | 6 | J-26 |  | West | West | Belleville Ave. | 3.2' | North | South | Covell St. | 8.5'
5-0728 | 1720 | 4.625 | 4.5 | 2.5 | 2.5 |  | 1S2H | 1989-11-17 | 1 | APS200 |  | Cox St. | H200 QB |  | I-34 | gate N x hydt. 8.0' W gate on Mt. Pleasant 640.0 | West | West | Mt. Pleasant St. | 612.0' | North | South | Cox St. | 3.0'
5-0729 | 1719 | 4 | 4.5 | 2.5 | 2.5 |  | 1S2H | 1948-01-01 | 1 | Dar | 53 | Cox St. | Quick-break | 6 | I-34 |  | West | West | Mt. Pleasant St. | 27.0' | North | South | Cox St. | 8.0' | Leather
5-0404 | 1914 | 4 | 4.5 | 2.5 | 2.5 |  | 1S2H | 1966-01-01 | 1 | Dar | 73 | Cummington St. | B-50-B | 6 | K-15 | gate 5.5' | West | West | Metcalf St. | 10.0' | North | South | Cummington St. | 6.0' | Leather
1-0174 | 221 | 4 | 4.5 | 2.5 | 2.5 |  | 1S2H | 1965-01-01 | 1 | Dar | 80 | David St. | B-50-B | 6 | H-69 | gate is 4.6' N x ctr. Of hydt. | West | West | Cleveland St. | 4.4' | North | South | David St. | 8.8' | Leather
1-0177 | 224 | 5 | 5 | 5 | 2.5 |  | 2S1H | 1909-01-01 | 1 | Chapman | 86 | David St. | Post | 6 | H-69 |  | West | West | E.French Ave.(south) | 242.0' | North | South | David St. | 8.5' | Rubber | Yes | 2015-07-15
1-0177 | 224 | 5 | 5 | 5 | 2.5 |  | 1S2H | 2015-07-15 | 1 | Am-Darl | 86 | David St. | B-62-B | 6 | H-69 |  | West | West | E.French Ave. | 242.0' | North | South | David St. | 8.5'
1-0178 | 225 | 5 | 4.5 | 2.5 | 2.5 |  | 1S2H | 1909-01-01 | 1 | Chapman | 86 | David St. | post | 6 | H-69 |  | West | West | E.French Ave.(south) | 11.1' | North | South | David St. | 8.6' | Rubber
4-0033 | 1440 | 4 | 4.5 | 2.5 | 2.5 |  | 1S2H | 1970-01-01 | 1 | Dar | 70 | Davis St. | B-50-B | 6 | J-28 | gate 5.0' | West | West | Front St. | 2.6' | North | South | Davis St. | 8.0' | Rubber
4-0140 | 1390 | 4 | 4.5 | 2.5 | 2.5 |  | 1S2H | 1919-01-01 | 1 | Dar | 61 | Davis St. | Post | 6 | I-37 |  | West | West | Church St. | 189.4' | South | North | Davis St. | 6.9' | Leather
5-0532 | 1663 | 4 | 4.5 | 2.5 | 2.5 |  | 1S2H | 1948-01-01 | 1 | Dar | 68 | Dawson St. | 1 piece barrel | 6 | J-24 |  | West | West | Orleans St. | 140.0' | North | South | Dawson St. | 9.0' | Leather
5-0554 | 1676 | 4 | 4.5 | 2.5 | 2.5 |  | 1S2H | 1925-01-01 | 1 | Dar | 74 | Dawson St. | Post | 6 | J-24 |  | West |  | Conduit St. | 301.4' | North | South | Dawson St. | 9.0' | Leather
5-0555 | 1677 | 4 | 4.5 | 2.5 | 2.5 |  | 1S2H | 1919-01-01 | 1 | Dar | 75 | Dawson St. | Post | 6 | J-24 |  | West | West | Conduit St. | 6.0' | North | South | Dawson St. | 8.8' | Leather
5-0565 | 1683 | 5.25 | 4.5 | 2.5 | 2.5 |  | 1S2H | 2005-10-21 | 1 | Mu. | 76 | Dawson St. | Super Centurion | 6 | J-24 |  | West | West | Plympton St. | 29.5' | North | South | Dawson St. | 8.5'
4-0061 | 1351 | 4 | 4.5 | 2.5 | 2.5 |  | 1S2H | 1978-01-01 | 1 | Mu107 | 79 | Deane St. | #107 | 6 |  |  | West | West | Belleville Ave. | 3.8' | North | South | Deane St. | 6.7'
1-0133 | 290 | 5 | 4.5 | 2.5 | 2.5 |  | 1S2H | 2005-01-01 | 1 | Mu. | 85 | Delano St. | Super Centurion | 6 | H-69 |  | West | West | Second St. | 5.3' | North | South | Delano St. | 6.6' | Rubber
1-0134 | 291 | 5.25 | 4.5 | 2.5 | 2.5 |  | 1S2H | 1993-06-23 | 1 | Mu. | 85 | Delano St. | Super 200 centurion | 6 | H-69 |  | West | West | First St. | 3.2' | North | South | Delano St. | 6.6'
5-0347 | 1959 | 4 | 4.5 | 2.5 | 2.5 |  | 1S2H | 1964-01-01 | 1 | Dar | 57 | Dewey St. | B-50-B | 6 | K-13 |  | West | West | Ashley Blvd. | 361.0' |  |  |  |  | Leather
5-0349 | 1972 | 4 | 4.5 | 2.5 | 2.5 |  | 1S2H | 1953-01-01 | 1 | Dar | 52 | Dewey St. | B-50-B one piece barrel | 6 | K-13 |  | West | West | Acushnet Ave. | 84.6' | North | South | Dewey St, | 9.0' | Leather
1-0107 | 3523 | 5.25 | 4.5 | 2.5 | 2.5 |  | 1S2H | 2003-02-05 | 1 | Mu. | 86 | Division St. | Super Centurion | 6 | E-68 | S x gate valve 6.7' | West | West | County St. | 539.0' | North | South | Division St. | 6.6'
1-0137 | 287 | 2 | 4.5 | 2.5 | 2.5 |  | 1S2H | 1984-03-15 | 1 | Dar. Am. | 85 | Division St. | QB MJ |  | H-69 |  | West | West | First St. | 5.0' | North | South | Division St. | 5.6'
1-0328 | 286 | 2 | 4.5 | 2.5 | 2.5 |  | 1S2H | 1983-12-02 | 1 | Dar. Am. | 85 | Division St. | QB MJ |  | G-47 | gate 5.5 | West | West | So. Water St. | 13.5' | North | South | Divison St. | 6.5'
5-0732 | 1716 | 5.25 | 4.5 | 2.5 | 2.5 |  | 1S2H | 2006-08-07 | 1 | Mu. | 55 | Downey St. | Super Centurion | 6 | I-34 | gate 13.0' | West | West | Mt. Pleasant St. | 413.0' | North | South | Downey St. | 2.5'
1-0272 | 195 | 1 | 4.5 | 2.5 | 2.5 |  | 1S2H | 1979-01-01 | 1 | Dar. Am. | 75 | Dudley St. | MJ |  | H-73 |  | West | West | Brock Ave. | 607.0' | North | South | Dudley St. | 8.6'
1-0273 | 217 | 4 | 4.5 | 2.5 | 2.5 |  | 1S2H | 1921-01-01 | 1 | Dar | 70 | Dudley St. | post | 6 | H-73 |  | West | West | Brock Ave. | 5.0' | North | South | Dudley St. | 8.4' | Leather
1-0013 | 3778 | 4 | 4.5 | 2.5 | 2.5 |  | 1S2H | 1976-01-01 | 1 | APS200 | 80 | Dunbar St. | RV MJ |  | E-65 | gate 41.6' N | West |  | Bolton St. | 4.2' | North | South | Dunbar St. | 8.9'
3-0190 | 1047 | 4 | 4.5 | 2.5 | 2.5 |  | 1S2H | 1973-01-01 | 1 | Mu107 |  | Durfee St. | 107 |  | A-58 | gate 7.0' N | West | West | Bullock St. | 41.5' | North | South | Durfee St. | 5.8'
3-0191 | 1058 | 4 | 4.5 | 2.5 | 2.5 |  | 1S2H | 1973-01-01 | 1 | Mu107 |  | Durfee St. | 107 |  | A-58 | gaet 9.2' N | West | West | Cedar St. | 26.3' | North | South | Durfee St. | 5.9'
3-0436 | 1038 | 4 | 4.5 | 2.5 | 2.5 |  | 1S2H | 1966-01-01 | 1 | Dar | 53 | Durfee St. | B-50-B | 6 | B-79 | gate 9.5 | West | West | Hathaway Blvd. | 209.0' | North | South | Durfee St. | 2.0' | Leather
3-0440 | 1039 | 2 | 4.5 | 2.5 | 2.5 |  | 1S2H | 1985-01-25 | 1 | Dar. Am. |  | Durfee St. | QF MJ |  | B-79 | gate 3.0' | West | West | Whitlow St | 35.0'
3-0453 | 1045 | 4.5 | 4.5 | 2.5 | 2.5 |  | 1S2H | 2002-10-22 | 1 | Mu107 |  | Durfee St. | #107 | 6 | B-79 |  | West | West | Shawmut Ave. | 20.4' | North | South | Durfee St. | 6.8'
4-0449 |  | 4 | 4.5 | 2.5 | 2.5 |  | 1S2H | 1974-01-01 | 1 | Dar. Am. | 39 | Durfee St. | B-50-B | 6 | B-79 | gate 5.0' | West | West | Caroline St. | 48.0' | North | South | Durfee St. | 7.2'
4-0003 | 1405 | 4 | 4.5 | 2.5 | 2.5 |  | 1S2H | 2003-01-01 | 1 | Mu. | 61 | Earle St. | Super Centurion |  | J-26 | gaet 4.3' | West | W | Acushnet Ave. | 11.2' | North | South | Earle St. | 8.5'
4-0031 | 1370 | 5.25 | 4.5 | 2.5 | 2.5 |  | 1S2H | 1997-06-23 | 1 | US pipe | 73 | Earle St. | Metropolitan 250 | 6 | J-28 |  | West | West | Belleville Ave. | 16.7' | North | South | Earle St. | 8.3'
4-0135 | 1389 | 2 | 4.5 | 2.5 | 2.5 |  | 1S2H | 1984-06-25 | 1 | Dar. Am. | 63 | Earle St. | QF MJ |  | I-37 | installed a 4"-6" increaser, 12" of 4" C.I.C.L. duct. Pipe and 12" of 6": C.I.C.L. duct. Pipe | West | West | Church St. | 208.0'
4-0137 | 1411 | 5.25 | 4.5 | 4 | 2.5 |  | 1S2H | 2006-06-29 | 1 | Mu. | 60 | Earle St. | super centurion |  | I-37 | gate N x hydt. 2.5' | West | West | Brook St. | 2.0' | North | South | Earle St. | 6.7'
4-0138 | 1413 | 4 | 4.5 | 2.5 | 2.5 |  | 1S2H | 1977-07-29 | 1 | Mu107 | 60 | Earle St. | #107 | 6 | I-37 | gate 4.2' E | West | West | Ashley Blvd. | 320.5' | North | South | Earle St. | 7.7' | Leather
4-0139 | 1406 | 4.5 | 4.5 | 2.5 | 2.5 |  | 1S2H | 1990-10-22 | 1 | Am. Dar. | 61 | Earle St. | B-50-B | 6 | I-37 |  | West | West | Ashley Blvd. | 3.9' | North | South | Earle St. | 8.2'
4-0279 | 1184 | 4 | 4.5 | 2.5 | 2.5 |  | 1S2H | 1973-01-01 | 1 | Dar. Am. |  | Easton St. | B-50-B | 6 | B-78 | gate 4.5' | West | West | Mansfield St. | 260.0' | North | South | Easton St. | 6.0' | B.L.V.
1-0084 | 321 | 5.25 | 4.5 | 2.5 | 2.5 |  | 1S2H | 1993-12-16 | 1 | Mu. |  | Edward St. | Super 200 centurion | 6 | E-67 | gate 3.0' | West | West | Dartmouth St. | 6.0' | North | South | Edward St. | 6.2'
5-0363 | 1880 | 4 | 4.5 | 2.5 | 2.5 |  | 1S2H | 1981-10-03 | 1 | Mu107 |  | Eliott St. | MJ |  | K-14 | gate 5.6' | West | West | Bartlett St. | 242.3' | North | South | Eliott St. | 5.4'
1-0262 | 3461 | 4 | 4.5 | 2.5 | 2.5 |  | 1S2H | 1978-01-23 | 1 | Am. Dar. | 73 | Ellen St. |  | 6 | H-72 |  | West | East | Freeman St. | 1.8' | North | South | Ellen St. | 8.5' | Leather
1-0263 | 3462 | 4.5 | 4.5 | 2.5 | 2.5 |  | 1S2H | 1986-08-29 | 1 | Am. Dar. | 78 | Ellen St. | B-50-B QF | 6 | H-72 | SW cor. Brock Ave. 6" Mu. Gate N x ctr. Hydt. 4.5' | West | West | Brock Ave. | 8.9' | North | South | Ellen St. | 8.9' | R.V.
2-0004 | 722 | 4 | 4.5 | 2.5 | 2.5 |  | 1S2H | 1974-01-01 | 1 | APS200 |  | Elm St. | H200 QB MJ | 6 | G-42 | gate 12.4' | West | West | Purchase St. | 10.0' | North | South | Elm St. | 7.6' | R.V.
2-0027 | 735 | 4 | 4.5 | 2.5 | 2.5 |  | 1S2H | 1994-10-26 | 1 | APS200 |  | Elm St. | H200 | 6 | G-43 | gate W x hydt. 42.0' S x hydt. 25.0' | West | West | Second St. | 42.0' | South | North | Elm St. | 6.0'
2-0028 | 736 | 2 | 4.5 | 4 | 2.5 |  | 1S2H | 1973-01-01 | 1 | Mu107 |  | Elm St. | #107 |  |  | gate 4.0 N | West | West | Water St. | 40.0' | North | South | Elm St. | 3.0'
2-0144 | 712 | 4 | 4.5 | 2.5 | 2.5 |  | 1S2H | 1975-01-01 | 1 | APS200 |  | Elm St. | H200 QB MJ | 6 | F-49 | gate 18.0' S | West | West | Eighth St. | 17.0' | South | North | Elm St. | 5.0' | R.V.
2-0146 | 720 | 4 | 4.5 | 2.5 | 2.5 |  | 1S2H | 1975-01-01 | 1 | APS200 |  | Elm St. | H200 QB MJ | 6 | F-49 | gate 15.8' S | West | West | Sixth St. | 29.2' | South | North | Elm St. | 6.0' | R.V.
2-0147 | 721 | 4 | 4.5 | 2.5 | 2.5 |  | 1S2H | 1975-06-04 | 1 | APS200 |  | Elm St. | H200 QB MJ |  | F-49 | gate 3.3 N | West | West | Pleasant St. | 36.3' | North | South | Elm St. | 5.5' | R.V.
2-0220 | 31 | 5.25 | 4.5 | 2.5 | 2.5 |  |  | 2008-10-01 | 1 | Am. Dar. | 54 | Elm St. | B-62-B | 6 | C-54 | gate 9.0' N | West | West | Florence St. | 4.6' | North | South | Elm St. | 7.4'
2-0220 |  | 5 | 4.5 | 2.5 | 2.5 |  | 2S | 2008-01-01 | 1 | Am. Dar. | 54 | Elm St. | B-62-B | 6 | C-54 | gate 9.0' N | West | West | Florence St. | 4.6' | North | South | Elm St. | 7.4' | Babbitt | yes | 2008-10-01
2-0221 | 32 | 5.25 | 4.5 | 2.5 | 2.5 |  | 1S2H | 1997-09-29 | 1 | Am. Dar. | 53 | Elm St. | B-62-B | 6 | C-54 |  | West | West | Jenney St. | 14.0' | North | South | Elm St. | 6.7'
2-0222 | 691 | 4 | 4.5 | 2.5 | 2.5 |  | 1S2H | 1952-01-01 | 1 | Dar | 56 | Elm St. | one piece barrel | 6 | C-54 | gate 5.4' | West | West | Newton St. | 15.0' | North | South | Elm St. | 6.5' | L.V.
2-0421 | 713 | 4 | 4.5 | 2.5 | 2.5 |  | 1S2H | 1975-01-01 | 1 | APS200 |  | Elm St. | H200 QB MJ | 6 | D-62 | gate 18.2' S | West | West | Summer St. | 31.0' | South | North | Elm St. | 2.4'
2-0422 | 711 | 4 | 4.5 | 2.5 | 2.5 |  | 1S2H | 1975-01-01 | 1 | APS200 |  | Elm St. | H200 QB MJ | 6 | D-62 | gate 10.8 S | West | West | County St. | 16.6' | South | North | Elm St. | 5.5' | R.V.
1-0267 | 232 | 4.5 | 4.5 | 2.5 | 2.5 |  | 1S2H | 1987-04-08 | 1 | Am. Dar. | 75 | Emery St. | QF | 6 | H-73 |  | West | West | Brock Ave. | 6.8' | North | South | Emery St. | 8.8' | R.V.
1-0181 | 3459 | 4 | 4.5 | 2.5 | 2.5 |  | 1S2H | 1923-01-01 | 1 | Dar | 74 | Emma St. | Post | 6 | H-69 |  | West | West | Cleveland St. | 320.6' | North | South | Emma St. | 11.0' | Leather
1-0265 | 3848 | 4.5 | 4.5 | 2.5 | 2.5 |  | 1S2H | 1988-04-22 | 1 | Am. Dar. | 76 | Emma St. | B-50-B QF | 6 | H-72 |  | West | West | Brock Ave. | 49.0' | North | South | Emma St. | 8.2' | R.V.
5-0397 | 3761 | 5.25 | 4.5 | 2.5 | 2.5 |  | 1S2H | 2001-06-13 | 1 | Am. Dar. | 65 | Ethel St. | B-62-B | 6 | K-15 |  | West | West | Acushnet Ave. | 296.6' | North | South | Ethel St. | 8.6'
5-0668 | 1513 | 4.5 | 4.5 | 2.5 | 2.5 |  | 1S2H | 2002-02-26 | 1 | Dar | 59 | Eugenia St. | B-50-B (used) | 6 | J-26 | gate N x hydt. 5.0' | West | West | Acushnet Ave. (S) | 321.5' | North | South | Eugenia St. | 9.0'
5-0813 | 1511 | 2 | 4.5 | 2.5 | 2.5 |  | 1S2H | 1980-01-01 | 1 | Dar. Am. | 57 | Eugenia St. | MJ | 6 | I-37 | gate 5.0' | West | West | Ashley Blvd. | 290.0' |  |  |  |  | Rubber
5-0814 | 1512 | 5.25 | 4.5 | 2.5 | 2.5 |  | 1S2H | 2010-05-24 | 1 | Am. Dar | 58 | Eugenia St. | B-62-B | 6 | I-37 |  | West | West | Ashley Blvd. | 7.1' | North | South | Eugenia St.
2-0183 | 666 | 4 | 4.5 | 2.5 | 2.5 |  | 1S2H | 1938-01-01 | 1 | Dar | 42 | Evelyn St. | post | 6 | B-52 |  | West | West | Brownell Ave. | 344.1' | North | South | Evelyn St. | 8.2' | Leather
2-0500 | 355 | 5.25 | 4.5 | 2.5 | 2.5 |  | 1S2H | 1995-08-01 | 1 | Am. Dar |  | Fair St. | B-62-B |  |  | gate 7.1' | West | West | Bolton St. | 2.5' | North | South | Fair St. | 6.4'
2-0505 | 345 | 4 | 4.5 | 2.5 | 2.5 |  | 1S2H | 1955-01-01 | 1 | Dar | 78 | Fair St. | B-50-B | 6 | D-63 |  | West | West | Briggs St. | 4.3' | North | South | Fair St. | 8.4' | Leather
2-0508 | 361 | 5.25 | 4.5 | 2.5 | 2.5 |  | 1S2H | 1995-06-01 | 1 | Am. Dar |  | Fair St. | B-62-B |  |  | gate 6.8' | West | West | Crapo St. | 3.9' | North | South | Fair St. | 4.4'
2-0509 | 360 | 1 | 4.5 | 2.5 | 2.5 |  | 1S2H | 1984-10-10 | 1 | Dar. Am. | 80 | Fair St. | QB MJ |  | D-63 | gate 2.0' | West | West | Hall St. | 2.0' | North | South | Fair St. | 7.1'
2-0069 |  | 4 | 4.5 | 2.5 | 2.5 |  | 1S2H | 1936-01-01 | 1 | Dar | 86 | Fairhaven Bridge |  | 6 | G-44 | gate 3..0' SW | West | West | Stop & Shop | 37.5' | North | N | Bridge | 2.1' | Leather
3-0391 | 3554 | 5.25 | 4.5 | 2.5 | 2.5 |  | 1S2H | 2008-05-23 | 1 | Am. Dar | 23 | Fairmount St. | B-62-B | 6 | B-77 | gate 7.9' N | West | West | Rockdale Ave. | 290.2' | North | South | Fairmount St. | 7.7'
3-0391 |  | 4 | 4.5 | 2.5 | 2.5 |  | 1S2H | 1973-01-01 | 1 | Am. Dar | 23 | Fairmount St. | B-50-B | 6 | B-77 | gate 7.0' Nx ctr hydt. | West | West | Rockdale Ave. | 284.2' | North | South | Fairmount St. | 7.7' |  | yes | 2008-05-23
5-0508 | 1744 | 4.5 | 4.5 | 2.5 | 2.5 |  | 1S2H | 1990-02-01 | 1 | Am. Dar. |  | Falmouth St. | B-50-B (traffic) |  | K-22 | S x gate 7.5' | West | West | Shawmut Ave. | 405.0' | North | South | Falmouth St. | 5.5'
2-0325 | 498 | 4.5 | 4.5 | 2.5 | 2.5 |  | 1S2H | 1990-05-08 | 1 | Am. Dar | 55 | Farm St. | B-50-B |  | C-55 |  | West | West | Rockdale Ave. | 12.0' | North | South | Farm St. | 9.5'
4-0186 | 1224 | 4.5 | 4.5 | 2.5 | 2.5 |  | 1S2H | 1988-05-15 | 1 | Am. Dar. |  | Fillmore St. | QF | 6 | I-39 |  | West | West | Myrtle St. | 7.0' | North | South | Fillmore St. | 9.5' | R.V.
No ID # |  | 4.5 | 4.5 | 2.5 | 2.5 |  | 1S2H | 1990-06-28 | 1 | Am. Dar |  | Flag Swamp Rd. | B-50-B QF MJ |  |  | 6" gate in front S x center of hydt. 3.5' | West | West | Flag Swamp Rd. (S) | 84.0' | South | North | Flag Swamp Rd. | 2.8'
5-0244 | 2048 | 4 | 4.5 | 2.5 | 2.5 |  | 1S2H | 1971-01-01 | 1 | Dar |  | Forbes St. | B-50-B | 6 | K-10 | gate 6.9' | West | W | Acushnet Ave. | 789.0' | North | South | Forbes St. | 4.5'
5-0245 | 3988 | 5.25 | 4.5 | 2.5 | 2.5 |  | 1S2H | 2001-11-21 | 1 | Am. Dar | 32 | Forbes St. | B-62-B | 6 | K-10 |  | West | W | Acushnet Ave. | 504.0' | North | South | Forbes St. | 8.0'
5-0246 | 2049 | 4 | 4.5 | 2.5 | 2.5 |  | 1S2H | 1979-01-01 | 1 | Dar. Am. | 36 | Forbes St. |  |  | K-10 |  | West | W | Acushnet Ave. | 16.0' | North | South | Forbes St. | 8.5'
5-0832 | 4011 | 5 | 4.5 | 2.5 | 2.5 |  | 1S2H | 1995-01-01 | 1 | US |  | Forbes St. | Metropolitan | 6 |  | replaced 8-13-2011 | West | West | Acushnet Ave. | 1,035.0' | North | South | Forbes St.
2-0480 | 453 | 4.625 | 4.5 | 2.5 | 2.5 |  | 1S2H | 1989-07-01 | 1 | APS200 | 74 | Forest St. | H200 QB | MJ | D-63 |  | West | West | County St. | 90.0' | North | South | Forest St. | 8.6'
3-0068 | 989 | 4 | 4.5 | 2.5 | 2.5 |  | 1S2H | 1976-04-15 | 1 | Mu107 |  | Frankiln St. | MJ | 6 | G-41 | gate 5.2' | West | West | Pleasant St. | 3.0' | North | South | Frankiln St. | 6.4' | L.V.
3-0069 | 990 | 4 | 4.5 | 2.5 | 2.5 |  | 1S2H | 1975-11-01 | 1 | Mu107 |  | Frankiln St. | MJ | 6 | G-41 | gate 5.8' | West | West | Purchase St. | 14.8' | North | South | Frankiln St. | 5.4' | B.L.V.
3-0110 | 988 | 4 | 4.5 | 2.5 | 2.5 |  | 1S2H | 1976-04-15 | 1 | Mu107 |  | Frankiln St. | MJ | 6 | F-48 | gate 4.2' | West | West | State St. | 21.8' | North | South | Frankiln St. | 5.5' | R.V.
1-0192 | 204 | 4 | 4.5 | 2.5 | 2.5 |  | 1S2H | 1975-12-26 | 1 | APS200 | 84 | Frederick St. | MJ QB |  | H-70 |  | West |  | Cleveland St. | 106.0' |  |  |  |  | R.V.
1-0194 | 206 | 5 | 5 | 5 | 2.5 |  | 2S1H | 1925-01-01 | 1 | Chapman | 83 | Frederick St. | Post | 6 | H-70 |  | West | West | E.Rodney French Blvd. | 415.3' | North | South | Frederick St. | 8.5' | Rubber
1-0244 | 3741 | 4 | 4.5 | 2.5 | 2.5 |  | 1S2H | 1972-01-01 | 1 | Dar. Am. |  | Freedom Blvd. | B-50-B | 6 | H-71 | gate 3.4' | West | West | Belmont St. | 88.0' | North | South | Freedom Blvd. | 8.0' | B.L.V.
2-0535 | 337 | 2 | 4.5 | 2.5 | 2.5 |  | 1S2H | 1985-06-18 | 1 | Dar |  | Fruit St. | QB MJ |  | E-65 | Opposite Bourne | West | West | Mulberry St. | 25.5' | North | South | Fruit St. | 5.8'
2-0537 | 340 | 5 | 4.5 | 2.5 | 2.5 |  | 1S2H | 1995-01-01 | 1 | US | 75 | Fruit St. | metropolitan | 6 | E-65 |  | West | West | Juniper St. | 8.0' | North | South | Fruit St. | 6.3' | Babbitt
2-0351 | 312 | 5.25 | 4.5 | 2.5 | 2.5 |  | 1S2H | 1992-09-25 | 1 | Mu. |  | Fulton St. | Super Centurion | 6 | C-55 | S x South property line Fulton St. S x old hydt. Gate S x new hydt. Gate 7.5' | West | West | Rockdale Ave.
4-0190 | 1228 | 5 | 4.5 | 2.5 | 2.5 |  | 1S2H | 2006-04-01 | 1 | Am. Dar. | 40 | Garfield St. | B-62-B |  | I-39 |  | West | West | Summer St. | 10.0' | North | South | Garfield St. | 9.0'
4-0191 | 1227 | 4 | 4.5 | 2.5 | 2.5 |  | 1S2H | 1956-04-01 | 1 | Dar | 55 | Garfield St. | B-50-B one piece barrel | 6 | I-39 |  | West | West | Myrtle St. | 12.0' | West | West | Garfield St. | 9.0' | Leather
3-0332 | 1085 | 4 | 4.5 | 2.5 | 2.5 |  | 1S2H | 1947-01-01 | 1 | Dar | 40 | Garner St. | QB | 6 | B-75 |  | West | West | Rockdale Ave. | 600.5' | North | South | Gardner St. | 9.5' | Leather
2-0184 | 667 | 4 | 4.5 | 2.5 | 2.5 |  | 1S2H | 1921-01-01 | 1 | Dar | 50 | Gaywood St. | post | 6 | B-52 |  | West | West | Brownell Ave. | 6.3' | North | South | Gaywood St. | 8.5' | Leather
1-0333 | 3473 | 4 | 4.5 | 2.5 | 2.5 |  | 1S2H | 1980-01-01 | 1 | Dar. Am. | 75 | Gifford St. | MJ |  | G-47 |  | West | West | Harbor St. | 199.0'
5-0615 | 1507 | 1 | 4.5 | 2.5 | 2.5 |  | 1S2H | 1982-07-30 | 1 | Mu107 | 63 | Glennon St. | #107 |  |  |  | West | West | Acushnet Ave. | 224.0'
5-0616 | 3662 | 4 | 4.5 | 2.5 | 2.5 |  | 1S2H | 1991-01-01 | 1 | Dar | 67 | Glennon St. | Post | 6 | J-25 | Chapman hydt. Still there 12-22-77 | West | West | Acushnet Ave. | 8.2' | North | South | Glennon St. | 5.6'
5-0804 | 1494 | 5.25 | 4.5 | 2.5 | 2.5 |  | 1S2H | 1992-10-01 | 1 | Mu. | 56 | Glennon St. | Super centurion 200 | 6 | I-36 |  | West | West | Ashley Blvd. | 354.0' | North | South | Glennon St. | 11.4'
3-0348 | 1026 | 4 | 4.5 | 2.5 | 2.5 |  | 1S2H | 1974-01-01 | 1 | APS200 |  | Granite Ave. | H200 MJ QB |  | B-75 | gate 3.3' | West | West | Sandstone Dr. | 225.0' | North | South | Granite Ave. | 14.0'
3-0349 | 1029 | 4 | 4.5 | 2.5 | 2.5 |  | 1S2H | 1974-01-01 | 1 | Dar. Am. |  | Granite Ave. | B-50-B MJ | 6 | B-75 | gate 6.6' | West | West | Rockdale Ave. | 37.6' | North | South | Granite Ave. | 6.0' | B.L.V.
2-0362 | 415 | 5.25 | 4.5 | 2.5 | 2.5 |  | 1S2H | 2006-04-07 | 1 | Dar | 54 | Grape St. | B-62-B | 6 | C-56 |  | West | West | Rural St. | 139.0' | North | South | Grape St. | 8.7'
2-0363 | 414 | 4.625 | 4.5 | 2.5 | 2.5 |  | 1S2H | 1989-05-24 | 1 | APS200 | 56 | Grape St. | H200 |  | C-56 | SW cor. Devoll St. | West | West | Devoll St. | 2.2' | North | South | Grape St. | 6.2'
2-0365 | 428 | 5.25 | 4.5 | 2.5 | 2.5 |  | 1S2H | 2006-03-29 | 1 | Mu. | 61 | Grape St. | Super Centurion | 6 | C-56 |  | West | West | Field St. | 2.3' | North | South | Grape St. | 7.0' | Rubber
2-0366 | 427 | 5.25 | 4.5 | 2.5 | 2.5 |  | 1S2H | 1996-12-13 | 1 | Am. Dar | 63 | Grape St. | B-62-B | 6 | C-65 |  | West | West | Page St. | 7.3' | North | South | Grape St. | 6.3'
5-0184 | 2116 | 4 | 4.5 | 2.5 | 2.5 |  | 1S2H | 1965-01-01 | 1 | Dar | 46 | Greenbrier Ct. | B-50-B | 6 | K-8 | gate 5.0' | West | West | Greenbrier Dr. | 224.8' | North | South | Greenbrier Ct. | 5.0' | Leather
1-0342 | 3496 | 5.25 | 4.5 | 2.5 | 2.5 |  | 1S2H | 2002-05-05 | 1 | Mu. | 85 | Grit St. | Super Centurion | 6 | P-69 | gate E x hydt. 3.0' | West | West | W. Rodney French Blvd. (S) | 5.3' | North | South | Grit St. | 8.8'
2-0455 | 544 | 5.25 | 4.5 | 2.5 | 2.5 |  | 1S2H | 2001-11-09 | 1 | Am. Dar | 60 | Grove St. | B-62-B | 6 | D-63 | gate N x hydt. 6.0' | West | West | Borden St. | 11.4' | South | North | Grove St. | 6.5'
2-0456 | 553 | 5 | 4.5 | 2.5 | 2.5 |  | 1S2H | 1997-01-01 | 1 | Am. Dar | 59 | Grove St. | Post | 6 | D-63 |  | West | West | Cottage St. | 4.4' | North | South | Grove St. | 6.6' | Babbitt
2-0457 | 561 | 4 | 4.5 | 2.5 | 2.5 |  | 1S2H | 1974-01-01 | 1 | Am. Dar | 59 | Grove St. | B-50-B | 6 | D-63 |  | West | West | Anthony St. | 1.7' | North | South | Grove St. | 6.5'
5-0641 | 1568 | 5.25 | 4.5 | 2.5 | 2.5 |  | 1S2H | 2008-02-26 | 1 | Am. Dar. | 70 | Hadley St. | B-62-B | 6 | J-26 |  | West | West | Kearsarge St. | 183.4' | North | South | Hadley St. | 9.6'
5-0642 | 1572 | 4.625 | 4.5 | 2.5 | 2.5 |  | 1S2H | 1991-05-14 | 1 | APS200 | 85 | Hadley St. | H200 QB MJ |  | J-26 |  | West | West | Belleville Ave. | 2.4' | North | South | Hadley St. | 8.8'
5-0727 | 1721 | 5.25 | 4.5 | 2.5 | 2.5 |  | 1S2H | 2013-01-23 | 1 | AM. Dar | 63 | Hammond St. | B-62-B | 6 | I-34 | gate N x ctr Hydt. | West | West | Mt. Pleasant St. | 575.4' | North | South | Hammond St. | 7.0'
5-0292 | 2008 | 1 | 4.5 | 2.5 | 2.5 |  | 1S2H | 1968-01-01 | 1 | Dar |  | Hanover St. | B-50-B | 6 | k-12 | Gate 5.0' | West | West | Morton Ave. | 361.0' | North | South | Hanover St | 7.0' | B.L.V. | Yes | 2010-12-13
5-0916 |  | 5.25 | 4.5 | 2.5 | 2.5 |  | 1S2H | 2010-12-13 | 1 | Am-Dsrl. |  | Hanover St. | B-62-B | 6 | k-12 | Gate 5.0' | West | West | Morton Ave. | 361.0' | North | South | Hanover St | 7.0'
5-0295 | 2021 | 4 | 4.5 | 2.5 | 2.5 |  | 1S2H | 1988-01-01 | 1 | Mu107 |  | Hanover St. | #107 | 6 |  | gate 6.0' | West | West | Morton Ave. | 125.0' | North | South | Hanover St. (N) | 8.0' | B.L.V.
5-0929 |  | 5.25 | 4.5 | 2.5 | 2.5 |  | 1S2H | 2010-12-13 | 1 | Am. Dar |  | Hanover St. | B-62-B | 6 | K-12 | gate 5.0' | West | West | Morton Ave. | 361.7' | North | South | Hanover St. | 7.0'
5-0518 | 3711 | 5.25 | 4.5 | 2.5 | 2.5 |  | 1S2H | 2007-03-05 | 1 | Mu. | 82 | Harwich St. | Super Centurion | 6 |  |  | West | West | Belleville Ave. | 34.3' | North | South | Harwich St. | 10.0'
5-0545 | 1672 | 4 | 4.5 | 2.5 | 2.5 |  | 1S2H | 2002-01-01 | 1 | Mu. | 68 | Harwich St. | Super Centurion | 6 | J-24 |  | West | West | Felton St. | 218.7' | North | South | Harwich St. | 8.0' | Leather
5-0556 | 1674 | 4 | 4.5 | 2.5 | 2.5 |  | 1S2H | 2002-01-01 | 1 | Mu. | 72 | Harwich St. | Super Centurion | 6 | J-24 |  | West | West | Conduit St. | 355.3' | North | South | Harwich St. | 8.1' | Leather
5-0557 | 1678 | 4 | 4.5 | 2.5 | 2.5 |  | 1S2H | 1976-11-24 | 1 | Dar |  | Harwich St. | B-50-B | 6 | J-24 | SW cor. Conduit St. | West | West | Conduit St. | 7.5' | North | South | Harwich St. | 8.3' | B.L.V
5-0730 | 1717 | 4 | 4.5 | 2.5 | 2.5 |  | 1S2H | 1996-01-01 | 1 | Mu. | 57 | Haskell St. | Super Centurion | 6 | I-34 |  | West | West | Mt. Pleasant St. | 432.8' | North | South | Haskell St. | 8.5' | Leather
5-0731 | 1718 | 4 | 4.5 | 2.5 | 2.5 |  | 1S2H | 1975-11-01 | 1 | APS200 |  | Haskell St. | H200 QB Mj |  | I-34 |  | West | West | Mt. Pleasant St. | 9.6' | North | South | Haskell St. | 8.6' | R.V.
3-0322 | 1080 | 4 | 4.5 | 2.5 | 2.5 |  | 1S2H | 1981-01-01 | 1 | APS200 | 42 | Hathaway Rd. | H200 MJ | 6 | B-75 | gate 10.0' | West | West | Rockdale Ave. | 145.0' | North | South | Hathaway Rd. | 3.8' | R.V.
4-0248 | 1277 | 5.25 | 4.5 | 2.5 | 2.5 |  | 1S2H | 1998-05-22 | 1 | Am. Dar | 80 | Hathaway Rd. | B-62-B | 6 | B-78 | gate S x hydt. 20.0' | West | West | Whitlow St. | 1327.5' | South | North | Hathaway Rd. | 4.5'
4-0249 | 1276 | 4 | 4.5 | 2.5 | 2.5 |  | 1S2H | 1966-01-01 | 1 | Dar | 55 | Hathaway Rd. | B-50-B | 6 | B-78 | 6" gate W x center of hydt. 20.0' | West | West | Whitlow St. | 862.5' | North | South | Hathaway Rd. | 3.4' | Leather
4-0250 | 1280 | 4 | 4.5 | 2.5 | 2.5 |  | 1S2H | 1964-01-01 | 1 | Dar | 40 | Hathaway Rd. | B-50-B | 6 | B-78 | hydt. Gate 20.0' | West | West | Whitlow St. | 315.0' |  |  |  |  | Leather
4-0252 | 1283 | 1 | 4.5 | 2.5 | 2.5 |  | 1S2H | 1984-04-23 | 1 | Dar. Am. | 26 | Hathaway Rd. | P.J. (used) |  | B-78 | gate 3.7' | West | West | Shawmut Ave. | 452.0'
4-0024 | 1437 | 4 | 4.5 | 2.5 | 2.5 |  | 1S2H | 1998-08-12 | 1 | Mu107 | 70 | Hathaway St. | 107 | 6 | J-26 | gate 6.0' | West | West | Madeira Ave. | 3.5' | North | South | Hathaway St. | 8.7'
4-0132 | 1393 | 5.25 | 4.5 | 2.5 | 2.5 |  | 1S2H | 2006-06-28 | 1 | Mu. | 60 | Hathaway St. | Super Centurion |  | I-37 | gate E x hydt. 9.0' | West | West | Brook St. | 15.0' | North | South | Hathaway St. | 7.0'
4-0133 | 1394 | 4 | 4.5 | 2.5 | 2.5 |  | 1S2H | 1919-01-01 | 1 | Dar | 59 | Hathaway St. | Post | 6 | I-37 |  | West | West | Ashley Blvd. | 321.5' | North | South | Hathaway St. | 8.5' | Leather
4-0134 | 1401 | 5 | 4.5 | 2.5 | 2.5 |  | 1S2H | 1939-01-01 | 1 | Dar | 59 | Hathaway St. | Post | 6 | I-37 |  | West | West | Ashley Blvd. | 6.0' | North | South | Hathaway St. | 9.0'
2-0277 | 502 | 4.625 | 4.5 | 2.5 | 2.5 |  | 1S2H | 1991-11-20 | 1 | APS200 |  | Hawthorn St. | H200 QB | 6 | C-54 |  | West | West | Reed St. | 8.0' | North | South | Hawthorn St. | 8.4'
2-0279 | 503 | 5 | 4.5 | 2.5 | 2.5 |  | 1S2H | 2000-01-01 | 1 | Am. Dar | 50 | Hawthorn St. | post | 6 | C-54 |  | West | West | Brownell St. | 5.8' | North | South | Hawthorn St. | 9.0' | Babbitt
2-0280 | 527 | 5 | 4.5 | 2.5 | 2.5 |  | 1S2H | 2001-01-01 | 1 | Chapman | 54 | Hawthorn St. | post | 6 | C-54 |  | West | West | Brigham St. | 2.5' | North | South | Hawthorn St. | 8.7' | Babbitt
2-0281 | 522 | 5 | 4.5 | 2.5 | 2.5 |  | 1S2H | 2004-01-01 | 1 | Am. Dar |  | Hawthorn St. | QF MJ | 6 | C-54 |  | West | West | Tremont St. | 11.0' | North | South | Hawthorn St. | 8.4' | R.V.
2-0282 | 532 | 4.5 | 4.5 | 2.5 | 2.5 |  | 1S2H | 1986-07-31 | 1 | Am. Dar | 56 | Hawthorn St. | B-50-B | 6 | G-54 | gate 2.7' ctr. Of hydt. E x E lane 12.4' | West | West | Page St. | 313.3' | North | South | Hawthorn St. | 8.4'
2-0309 | 483 | 4 | 4.5 | 2.5 | 2.5 |  | 1S2H | 1924-01-01 | 1 | Dar | 53 | Hawthorn St. | Post | 6 | C-55 |  | West | West | Rockdale Ave. | 773.0' | North | South | Hawthorn St. | 7.8' | Leather
2-0407 | 547 | 1 | 4.5 | 2.5 | 2.5 |  | 1S2H | 1979-01-01 | 1 | Dar. Am. | 60 | Hawthorn St. | MJ |  | A-60 | SW cor. Ash St. | West | West | Ash St. | 4.0' | North | South | Hawthorn St. | 8.2'
2-0450 | 546 | 5.25 | 4.5 | 2.5 | 2.5 |  | 1S2H | 1998-07-13 | 1 | Am. Dar | 55 | Hawthorn St. | B-62-B | 6 | D-63 |  | West | West | Cottage St. | 323.0' | North | South | Hawthorn St.
2-0451 | 545 | 4 | 4.5 | 2.5 | 2.5 |  | 1S2H | 1981-01-01 | 1 | APS200 | 57 | Hawthorn St. | H200 MJ QB | 6 | D-63 | gate 2.0' SW cor Cottage St. | West | West | Cottage St. | 1.0' | North | South | Hawthorn St. | 6.8'
2-0452 | 559 | 1 | 4.5 | 2.5 | 2.5 |  | 1S2H | 1985-05-16 | 1 | Dar. Am. | 55 | Hawthorn St. | QF MJ |  | D-63 |  | West | West | Orchard St. | 6.9' | North | South | Hawthorn St. | 7.0'
2-0454 | 558 | 4 | 4.5 | 2.5 | 2.5 |  | 1S2H | 1975-01-01 | 1 | APS200 |  | Hawthorn St. | H200 QB MJ | 6 | D-63 | gate 6.8' | West | West | County St. | 30.2' | North | South | Hawthorn St. | 12.6' | R.V.
3-0063 | 983 | 4 | 4.5 | 2.5 | 2.5 |  | 1S2H | 1976-02-23 | 1 | Mu107 |  | Hazard St. | MJ | 6 | G-41 | gate 6.8' | West | West | Pleasant St. | 94.0' | North | South | Hazard St. | 5.5' | R.V.
3-0064 | 984 | 4 | 4.5 | 2.5 | 2.5 |  | 1S2H | 1975-02-20 | 1 | Mu107 |  | Hazard St. | MJ | 6 | G-41 | SW cor. Purchase St. | West | West | Purchase St. | 4.2' | North | South | Hazard St. | 7.2' | B.L.V.
3-0105 | 966 | 5.25 | 4.5 | 2.5 | 2.5 |  | 1S2H | 2009-03-10 | 1 | Mu. | 50 | Hazard St. | Super Centurion | 6 | F-48 | gate N x ctr. Hydt. | West | West | County St. | 3.1' | North | South | Hazard St. | 7.2'
3-0106 | 982 | 4 | 4.5 | 2.5 | 2.5 |  | 1S2H | 1976-01-01 | 1 | Mu107 |  | Hazard St. | MJ |  | F-48 | gate 4.4' | West | East | Hazard Ct. | 6.0' | North | South | Hazard St. | 5.0' | B.L.V.
5-0538 | 1657 | 5.25 | 4.5 | 2.5 | 2.5 |  | 1S2H | 2009-02-05 | 1 | Mu. | 66 | Hersom St. | Super Centurion |  | J-24 | gate 5.0' N | West | West | Hanson St. | 61.9' | North | South | Hersom St. | 8.6'
5-0548 | 1655 | 4 | 4.5 | 2.5 | 2.5 |  | 1S2H | 1920-01-01 | 1 | Dar | 70 | Hersom St. | Post | 6 | J-24 |  | West | West | Vernon St. | 6.0' | North | South | Hersom St. | 9.0' | Leather
5-0549 | 1654 | 5.25 | 4.5 | 2.5 | 2.5 |  | 1S2H | 2010-05-20 | 1 | Am. Dar | 68 | Hersom St. | B-62-B | 6 | J-24 |  | West | West | Felton St. | 4.7' | North | South | Hersom St. | 8.4'
5-0560 | 1652 | 4.5 | 4.5 | 2.5 | 2.5 |  | 1S2H | 1987-11-19 | 1 | Am. Dar |  | Hersom St. | QF | 6 | J-24 | SW cor. Conduit St. | West | West | Conduit St. | 3.3' | North | South | Hersom St. | 9.1' | R.V.
5-0569 | 1620 | 4.625 | 4.5 | 2.5 | 2.5 |  | 1S2H | 2006-05-05 | 1 | APS200 | 75 | Hersom St. | H200 |  |  |  | West | West | Acushnet Ave. | 8.0' | North | South | Hersom St. | 11.1'
2-0493 | 350 | 4 | 4.5 | 2.5 | 2.5 |  | 1S2H | 1957-01-01 | 1 | Dar | 75 | Hickory St. |  | 6 | D-63 |  | West | West | Dartmouth St. | 4.6' | North | South | Hickory St. | 6.8 | Leather
3-0010 | 3944 | 4.5 | 4.5 | 2.5 | 2.5 |  | 1S2H | 1987-04-16 | 1 | Am. Dar |  | Hicks St. | B-50-B QF |  | J-30 |  | West |  | No. Front St. | 216.0' |  |  |  |  | R.V.
3-0093 | 3785 | 4 | 4.5 | 2.5 | 2.5 |  | 1S2H | 1975-02-08 | 1 | APS200 |  | Hillman St. | H200 QB MJ |  | G-42 | gate 11.1' N | West | West | Purchase St. | 18.0' | North | South | Hillman St. | 5.0' | R.V.
3-0128 | 815 | 4 | 4.5 | 2.5 | 2.5 |  | 1S2H | 1975-02-08 | 1 | APS200 |  | Hillman St. | H200 QB MJ |  | F-49 | gate 5.4' N | West | West | Pleasant St. | 27.0' | North | South | Hillman St. | 5.0' | R.V.
3-0157 | 775 | 5.25 | 4.5 | 2.5 | 2.5 |  | 1S2H | 2008-08-01 | 1 | Am. Dar | 44 | Hillman St. | B-62-B | 6 | B-51 | gate 7.7' N | West | West | Beech St. | 7.1' | North | South | Hillman St. | 8.5'
3-0157 |  | 4 | 4.5 | 2.5 | 2.5 |  | 1S2H | 2008-01-01 | 1 | Am. Dar | 44 | Hillman St. | B-62-B | Post | B-51 | gate 7.7' N | West | West | Beech St. | 7.1' | North | South | Hillman St. | 8.5' | Leather | yes | 2008-08-01
3-0161 | 801 | 4 | 4.5 | 2.5 | 2.5 |  | 1S2H | 1976-01-01 | 1 | APS200 |  | Hillman St. | MV ZB |  | B-51 | gate E x E line 5.5' | West | West | Tremont St. | 3.1' | North | South | Hillman St. | 8.5'
3-0162 | 802 | 4.625 | 4.5 | 2.5 | 2.5 |  | 1S2H | 1991-04-08 | 1 | APS200 | 56 | Hillman St. | H200 QB |  | B-51 |  | West | West | Newton St. | 4.7' | North | South | Hillman St. | 8.6'
3-0250 | 804 | 5 | 4.5 | 2.5 | 2.5 |  | 1S2H | 2005-07-15 | 1 | Am. Dar | 56 | Hillman St. | B-50-B MJ |  | A-59 |  | West | West | Chancery St. (S) | 4.6' | North | South | Hillman St. | 6.2'
3-0251 | 805 | 5.25 | 4.5 | 2.5 | 2.5 |  | 1S2H | 2005-01-01 | 1 | Am. Dar | 50 | Hillman St. | B-62-B | 6 | A-59 |  | West | West | Ash St. | 92.0' | North | South | Hillman St. | 6.4'
3-0252 | 806 | 5 | 4.5 | 2.5 | 2.5 |  | 1S2H | 2005-09-22 | 1 | Am. Dar | 51 | Hillman St. | B-50-B QF | 6 | A-59 |  | West | West | Cedar St. | 12.7' | North | South | Hillman St. | 6.7' | R.V.
3-0305 | 47 | 5.25 | 4.5 | 2.5 | 2.5 |  | 1S2H | 2004-01-01 | 1 | Am. Dar | 43 | Hillman St. | B-62-B | 6 | D-62 |  | West | West | Summer St. | 5.0' | North | South | Hillman St. | 6.4'
3-0410 |  | 5.25 | 4.5 | 2.5 | 2.5 |  | 1S2H | 2008-08-01 | 1 | Mueller | 42 | Hillman St. | Super Centurion | 6 | B-77 | gate is 9.0' N | West | West | Rockdale Ave. | 308.6' | North | South | Hillman St. | 8.3'
3-0410 | 764 | 5 | 4.5 | 2.5 | 2.5 |  | 2S1H | 2003-01-01 | 1 | Mueller | 42 | Hillman St. | post | 6 | B-77 | gate is 9.0' N | West | West | Rockdale Ave. | 308.6' | North | South | Hillman St. | 8.3' | Rubber | yes | 2008-08-01
5-0552 | 1694 | 4 | 4.5 | 2.5 | 2.5 |  | 1S2H | 1920-01-01 | 1 | Dar | 74 | Holden St. | Post | 6 | J-24 |  | West | West | Conduit St. | 8.2' | North | South | Holden St. | 9.0' | Leather
4-0078 | 3670 | 4 | 4.5 | 2.5 | 2.5 |  | 1S2H | 1979-01-01 | 1 | Mu107 | 75 | Holly St. | MJ |  | J-29 | gate 4.0' | West | West | Acushnet Ave. | 303.0'
4-0081 | 1256 | 4 | 4.5 | 2.5 | 2.5 |  | 1S2H | 1925-01-01 | 1 | Dar | 76 | Holly St. | post | 6 | J-29 | gate found 5/81 | West |  | Belleville Ave. | 258.4' | North | South | Holly St. | 8.7' | Leather
4-0082 | 1257 | 4 | 4.5 | 2.5 | 2.5 |  | 1S2H | 1978-01-01 | 1 | Mu107 | 76 | Holly St. | MJ | 6 | J-29 | gate 5.0' N | West | West | Belleville Ave. | 2.0' | North | South | Holly St. | 9.0'
4-0164 | 1240 | 5 | 4.5 | 2.5 | 2.5 |  | 1S2H | 1999-01-01 | 1 | Am. Dar | 76 | Holly St. | Post | 6 | I-38 |  | West | West | Ashley Blvd. | 49.0' | North | South | Holly St. | 9.2' | Babbitt
5-0198 | 2103 | 4 | 4.5 | 2.5 | 2.5 |  | 1S2H | 1962-01-01 | 1 | Dar | 48 | Holly Tree Lane | B-50-B | 6 | K-8 | gate N x center hydt. 4.6' | West | East | Greenbrier Dr. | 1.5' |  |  |  |  | Leather
1-0071 | 314 | 4 | 4.5 | 2.5 | 2.5 |  | 1S2H | 1968-01-01 | 1 | Dar |  | Hollyhock St. |  | 6 | E-67 | 1/4 bend at hydt. Gate 5.7' | West | West | Field St. | 108.8' | North | South | Hollyhock St. | 10.5'
1-0082 | 322 | 5 | 5 | 5 |  |  | 2S | 1911-01-01 | 1 | Chapman | 68 | Hollyhock St. | Post | 6 | E-67 |  | West | West | Dartmouth St. | 3.4' | North | South | Hollyhock St. | 8.4' | Babbitt
5-0626 | 1637 | 4 | 4.5 | 2.5 | 2.5 |  | 1S2H | 1977-01-01 | 1 | APS200 | 72 | Howard Ave. | MJ |  | J-26 | gate 5.3' N | West | West | Belleville Ave. | 5.9' | North | South | Howard Ave. | 9.0' | R.V.
5-0627 | 1638 | 4.5 | 4.5 | 2.5 | 2.5 |  | 1S2H | 1985-10-30 | 1 | Dar. Am. | 74 | Howard Ave. | QF MJ |  | J-26 | gate 3.1' from ctr. Hydt. | West | West | River Rd. | 2.4' | North | South | Howard Ave. | 7.6' | R.V.
1-0250 | 103 | 4 | 4.5 | 2.5 | 2.5 |  | 1S2H | 1994-01-01 | 1 | Am. Dar | 80 | Hudson St. | B-50-B one piece barrel | 6 | H-71 |  | West |  | Rodney French Blvd. East | 280.0' | North | South | Hudson St. | 6.0' | Leather
1-0251 | 104 | 4 | 4.5 | 2.5 | 2.5 |  | 1S2H | 1956-01-01 | 1 | Dar | 75 | Hudson St. | B-50-B one piece barrel | 6 | H-71 |  | West | West | Fort St. | 11.0' | North | South | Hudson St. | 9.0' | Leather
1-0315 | 118 | 5.25 | 4.5 | 2.5 | 2.5 |  | 1S2H | 2001-12-06 | 1 | Am. Dar | 81 | Hudson St. | B-62-B | 6 | H-74 | E from E line, Point St. 88.7' | West | West | Brock Ave. | 404.4' | North | South | Hudson St. | 9.1'
1-0316 | 117 | 5 | 5 | 5 | 2.5 |  | 2S1H | 2001-12-06 | 1 | Chapman | 75 | Hudson St. | post | 6 | H-74 |  | West | West | Brock Ave. | 4.7' | North | South | Hudson St. | 6.6' | Rubber
5-0446 | 1846 | 5 | 4.5 | 2.5 | 2.5 |  | 1S2H | 2003-01-01 | 1 | Mu. | 80 | Humphrey St. | Super Centurion | 6 | K-16 |  | West | West | Belleville Ave. | 17.0' | North | South | Humphrey St. | 8.5' | Leather
5-0440 | 1828 | 4 | 4.5 | 2.5 | 2.5 |  | 1S2H | 1941-01-01 | 1 | Dar | 63 | Illinios St. |  | 6 | K-16 |  | West | West | Pine Grove St. | 146.0' | North | South | Illinois St. | 7.0' | Leather
1-0091 | 3544 | 4.5 | 4.5 | 2.5 | 2.5 |  | 1S2H | 1982-01-01 | 1 | Dar | 84 | Independent St. | B-50-B | 6 | E-68 |  | West | West | County St. | 480.0' | North | South | Independent St. | 9.6' | Babbitt
1-0092 | 3545 | 4 | 4.5 | 2.5 | 2.5 |  | 1S2H | 1918-01-01 | 1 | Dar | 84 | Independent St. | Post | 6 | E-68 |  | West | West | County St. | 9.3' | North | South | Independent St. | 8.6' | Leather
5-0217 | 2030 | 1 | 4.5 | 2.5 | 2.5 |  | 1S2H | 1977-01-01 | 1 | Mu107 |  | Irene St. | #107 |  | K-9 | gate 5.2' N | West | West | McCombs Blvd. | 70.0' | North | South | Irene St. | 3.0'
5-0588 | 1531 | 5 | 5 | 5 | 2.5 |  | 2S1H | 1914-01-01 | 1 | Chapman | 59 | Irvington St. | Post | 6 | J-25 |  | West | West | Arlington St. | 138.5' | North | South | Irvington St. | 6.2' | Rubber
5-0776 | 1598 | 4.625 | 4.5 | 2.5 | 2.5 |  | 2S1H | 1989-01-12 | 1 | APS200 | 63 | Irvington St. | H200 QB | 6 | I-36 | SW cor. Miford St. | West | West | Milford St. | 3.1' | North | South | Irvington St. | 10.8' | L.V.
5-0033 | 2144 | 5 | 4.5 | 2.5 | 2.5 |  | 1S2H | 1995-01-01 | 1 | Am. Dar | 40 | Ivers St. |  | 6 | K-2 |  | West | West | Acushnet Ave. | 267.3' | North | South | Ivers St. | 8.0' | Leather
5-0172 | 2126 | 4 | 4.5 | 2.5 | 2.5 |  | 1S2H | 1966-01-01 | 1 | Dar | 42 | Ivy Rd. | B-50-B | 6 | K-8 | gate 8.0' | West | West | Birchwood Dr. (E) | 668.0' | North | South | Ivy Rd. (S) | 4.0' | Leather
2-0165 | 569 | 4.5 | 4.5 | 2.5 | 2.5 |  | 1S2H | 2013-01-03 | 1 | Am. Dar | 68 | J.Gonsalves Memorial Way | B-62-B |  | F-49 | gate N x ctr. Hydt. 5.0' | West | West | Sixth St. | 17.2' | North | South | J.Gonsalves Memorial Wat | 5.7'
5-0426 | 1822 | 4 | 4.5 | 2.5 | 2.5 |  | 1S2H | 1947-01-01 | 1 | Dar | 70 | Jarry St. | QB | 6 | K-16 |  | West | West | Metcalf St. | 25.0' | North | South | Jarry St. | 8.7' | Leather
5-0428 | 1838 | 4 | 4.5 | 2.5 | 2.5 |  | 1S2H | 1951-01-01 | 1 | Dar | 78 | Jarry St. | one piece barrel | 6 | K-16 |  | West | West | Conduit St. | 29.0' | North | South | Jarry St. | 8.0' | Leather
2-0545 |  | 5.25 | 4.5 | 2.5 | 2.5 |  | 1S2H | 1994-09-10 | 1 | Am. Dar | 80 | Jason Ct. | B-62-B | 6 | D-63 |  | West | West | Crapo St. | 134.0' | North | South | Jason Ct. | 0.9'
1-0023 | 252 | 5 | 4.5 | 2.5 | 2.5 |  | 1S2H | 1995-01-01 | 1 | Mu. | 80 | Jenkins St. | Super Centurion | 6 | E-65 |  | West | West | Bolton St. | 5.1' | North | South | Jenkins St. | 8.5' | Rubber
5-0704 | 1722 | 4 | 4.5 | 2.5 | 2.5 |  | 1S2H | 1978-01-01 | 1 | APS200 |  | Jones St. | MJ |  | I-34 | gate 4.2' N | West | West | Mt. Pleasant St. | 310.0' | North | South | Jones St. | 6.0'
5-0705 | 1730 | 4 | 4.5 | 2.5 | 2.5 |  | 1S2H | 1978-01-01 | 1 | APS200 |  | Jones St. | MJ |  | I-34 | gate 4.0' N | West | West | Mt. Pleasant St. | 722.5' | North | South | Jones St. | 6.0'
5-0051 | 2159 | 5.25 | 4.5 | 2.5 | 2.5 |  | 1S2H | 2000-02-29 | 1 | Mu. | 38 | Jordan St. | Super Centurion | 6 | K-2 |  | West | West | Acushnet Ave. | 215.2' | North | South | Jordan St. | 18.0'
1-0110 | 3520 | 4 | 4.5 | 2.5 | 2.5 |  | 1S2H | 1962-01-01 | 1 | Dar | 84 | Jouvette St. | B-50-B | 6 | E-68 |  | West | West | County St. | 533.5' | North | South | Jouvette St. | 8.7' | Leather
1-0111 | 3521 | 4 | 4.5 | 2.5 | 2.5 |  | 1S2H | 1962-01-01 | 1 | Dar | 86 | Jouvette St. | Post | 6 | E-68 |  | West | West | County St. | 5.0' | North | South | Jouvette St. | 8.5' | Leather
5-0320 | 1951 | 4.5 | 4.5 | 2.5 | 2.5 |  | 1S2H | 1988-05-10 | 1 | Am. Dar |  | Joyce St. | QF | 6 | K-13 |  | West |  | Wildwood Rd. | 239.0'
5-0321 | 1952 | 4 | 4.5 | 2.5 | 2.5 |  | 1S2H | 1920-01-01 | 1 | Dar | 50 | Joyce St. | Post | 6 |  |  | West | West | Ashley Blvd. | 707.0' | North | South | Joyce St. | 9.0' | Leather
5-0322 | 1957 | 5.25 | 4.5 | 2.5 | 2.5 |  | 1S2H | 2012-10-23 | 1 | Am. Dar. | 50 | Joyce St. | B-62-B | 6 | K-13 | gate 5.4' N | West | West | Ashley Blvd. | 3.4' | North | South | Joyce St. | 7.9'
5-0040 | 2150 | 4 | 4.5 | 2.5 | 2.5 |  | 1S2H | 1967-01-01 | 1 | Dar | 35 | June St. | B-50-B | 6 | K-2 | gate 27.0' S x hydt. | West | West | Acushnet Ave. | 11.3' |  |  |  |  | Leather
5-0041 | 2151 | 4.5 | 4.5 | 2.5 | 2.5 |  | 1S2H | 1990-03-13 | 1 | Am. Dar |  | June St. | B-50-B MJ |  | K-2 | gate N x ctr. Of hydt. 5.6' | West | West | Acushnet Ave. | 576.0' | North | South | June St. | 5.0'
1-0096 | 3542 | 4 | 4.5 | 2.5 | 2.5 |  | 1S2H | 1918-01-01 | 1 | Dar | 83 | Katharine St. | Post | 6 | E-68 |  | West | West | County St. | 9.9' | North | South | Katharine St. | 8.3' | Leather
3-0154 | 63 | 5.25 | 4.5 | 2.5 | 2.5 |  | 1S2H | 2002-08-19 | 1 | Mu. | 51 | Keen St. | Super Centurion | 6 | B-51 | gate N x hydt. 3.7' | West | West | park St. | 3.6' | North | South | Keen St. | 8.8'
3-0248 | 64 | 5.25 | 4.5 | 2.5 | 2.5 |  | 1S2H | 2003-01-01 | 1 | Am. Dar | 52 | Keen St. | B-62-B | 6 | A-59 |  | West | West | Chancery St. | 19.6' | North | South | Keen St. | 4.4'
5-0840 | 1947 | 5.25 | 4.5 | 2.5 | 2.5 |  | 1S2H | 2006-12-19 | 1 | Am. Dar |  | Kelton St. | B-62-B | 6 |  |  | West | West | Wildwood Rd. | 199.0' | North | South | Kelton St.
2-0170 | 16 | 5 | 4.5 | 2.5 | 2.5 |  | 1S2H | 1988-01-01 | 1 | APS200 | 44 | Kempton St. | H-200 | 6 | B-51 |  | West | West | Hunter St. | 50.5' | North | South | Kempton St. | 7.3' | Rubber
2-0191 | 668 | 5.25 | 4.5 | 2.5 | 2.5 |  | 1S2H | 2009-08-01 | 1 | Am. Dar | 40 | Kempton St. | B-62-B | 6 | B-52 | gate 3.0' N | West | West | Jenny Lind St. | 6.2' | North | South | Kempton St. | 7.9'
2-0191 |  | 4.5 | 4.5 | 2.5 | 2.5 |  | 1S2H | 2007-01-01 | 1 | Am. Dar | 40 | Kempton St. | B-62-B, RV, QF | 6 | B-52 | gate 3.0' | West | West | Jenny Lind St. | 6.2' | North | South | Kempton St. | 7.9' |  | yes | 2009-08-01
2-0217 | 3795 | 4.625 | 4.5 | 2.5 | 2.5 |  | 1S2H | 1991-08-14 | 1 | APS200 | 53 | Kempton St. | H200 QB | 6 | B-53 | gate N x hydt. 8.0' | West | West | Liberty St. | 7.0' | North | South | Kempton St. | 5.2'
2-0368 | 678 | 4 | 4.5 | 2.5 | 2.5 |  | 1S2H | 1974-01-01 | 1 | APS200 |  | Kempton St. | H200 MJ QB | 6 | A-69 | gate 13.0' N | West | West | Emerson St. | 2.2' | South | South | Kempton St. (old lone) | 5.5' | R.V.
2-0416 | 730 | 4 | 4.5 | 2.5 | 2.5 |  | 1S2H | 1974-01-01 | 1 | APS200 |  | Kempton St. | H200 MJ QB | 6 | D-62 | gate 11.5' | West | West | Summer St. | 0.4' | South | South | Kempton St. (old line) | 2.0' | R.V.
2-0417 | 702 | 4 | 4.5 | 2.5 | 2.5 |  | 1S2H | 1974-01-01 | 1 | APS200 |  | Kempton St. | H200 QB MJ | 6 | D-62 | gate 10.5' | West | West | County St. | 2.0' | South | South | Kempton St. (old line) | 5.5' | R.V.
5-0381 | 1884 | 4 | 4.5 | 2.5 | 2.5 |  | 1S2H | 1955-01-01 | 1 | Dar | 60 | Kenmore St. | B-50-B | 6 | K-15 |  | West | West | Adelaide St. | 247.0' | North | South | Kenmore St. | 7.5' | Leather
4-0239 | 1108 | 4 | 4.5 | 2.5 | 2.5 |  | 1S2H | 1963-01-01 | 1 | Dar | 36 | Kenney St. | B-50-B | 6 | A-57 |  | West | West | Highland St. | 350.0' | North | South | Kenney St. | 7.0' | Leather
5-0700 | 1749 | 4 | 4.5 | 2.5 | 2.5 |  | 1S2H | 1970-01-01 | 1 | Dar |  | King's Highway | B-50-B Mj |  | I-34 | gate 3.8' | West | South | Tarkiln Hill Rd. | 665.0' | South | North | King's Highway | 2.0'
2-0201 | 3799 | 4 | 4.5 | 2.5 | 2.5 |  | 1S2H | 2003-01-01 | 1 | Dar | 44 | Lake St. | post | 6 | B-52 |  | West | West | Jenny Lind St. | 298.0' | North | South | Lake St. | 11.8' | Leather
2-0202 | 3798 | 4 | 4.5 | 2.5 | 2.5 |  | 1S2H | 2001-01-01 | 1 | Am. Dar | 45 | Lake St. | post | 6 | B-52 |  | West | West | Buttonwood St. (W) | 14.4' | North | South | Lake St. | 6.5' | Leather
2-0203 | 677 | 3 | 4.5 | 2.5 | 2.5 |  | 1S2H | 1989-01-17 | 1 | APS200 | 46 | Lake St. | H200 QB |  | B-52 |  | West | West | Rockdale Ave. | 5.1' | North | South | Lake St. | 6.3'
5-0716 | 1760 | 4 | 4.5 | 2.5 | 2.5 |  | 1S2H | 1978-01-01 | 1 | APS200 |  | Lang St. | MJ |  | I-34 | gate 6.2' | West | West | Pelletier St. | 229.0' | North | South | Lang St. | 4.4'
3-0326 | 1081 | 4 | 4.5 | 2.5 | 2.5 |  | 1S2H | 1957-01-01 | 1 | Dar | 40 | Lemos St. | B-50-B | 6 | B-75 |  | West | West | Rockdale Ave. | 249.0' | North | South | Lemos St. | 6.5' | Leather
2-0056 | 3482 | 4 | 4.5 | 2.5 | 2.5 |  | 1S2H | 1976-01-01 | 1 | APS200 |  | Leonard Wharf | H-200 |  | G-43 | gate 36.0' N | West | East end | Leonard's Wharf | 372.0' | North | South side | Leonard's Wharf | 12.0'
5-0030 | 2191 | 4.625 | 4.5 | 2.5 | 2.5 |  | 1S2H | 1990-11-01 | 1 | APS200 |  | Leroy St. | H200 |  | K-2 |  | West | West | Acushnet Ave. | 383.0' | North | South | Leroy St. | 1.0'
3-0394 |  | 5.25 | 4.5 | 2.5 | 2.5 |  | 1S2H | 2008-05-16 | 1 | Am. Dar | 42 | Lexington St. | B-62-B | 6 | B-77 | gate 5.0' N | West | West | Jenny Lind St. | 274.0' | North | South | Lexington St. | 8.6'
3-0394 | 843 | 4 | 4.5 | 2.5 | 2.5 |  | 1S2H | 1957-01-01 | 1 | Darling | 42 | Lexington St. | B-50-B one piece barrel | 6 | B-77 | gate 5.0' N | West |  | Jenny Lind St. | 274.0' | North | South | Lexington St. | 8.6' | Leather | yes | 2008-05-16
4-0255 | 1284 | 4.625 | 4.5 | 2.5 | 2.5 |  | 1S2H | 1989-09-01 | 1 | APS200 |  | Liberia Lane | H200 QB |  | B-78 |  | West | Boudsotne on ES Ayer St. |  | 174.0' | North | Boundstone in Cul De Sac |  | 28.0'
3-0050 | 3625 | 4 | 4.5 | 2.5 | 2.5 |  | 1S2H | 1957-01-01 | 1 | Dar | 79 | Linden St. | one piece bbl. | 6 | G-41 |  | West | West | Purchase St. | 7.5' | North | South | Linden St. | 6.0' | Leather
3-0096 | 1077 | 4 | 4.5 | 2.5 | 2.5 |  | 1S2H | 1976-06-10 | 1 | Mu107 |  | Linden St. | MJ | 6 | F-48 | gate 2.0' N | West |  | Reynolds St. | 68.0' |  |  |  |  | B.L.V.
3-0097 | 1076 | 4 | 4.5 | 2.5 | 2.5 |  | 1S2H | 1976-06-11 | 1 | Mu107 |  | Linden St. | MJ | 6 | F-48 | gate 3.8' | West |  | County St. | 60.0' |  |  |  |  | R.V.
3-0098 | 3959 | 4 | 4.5 | 2.5 | 2.5 |  | 1S2H | 1981-01-01 | 1 | Dar | 68 | Linden St. | B-50-B | 6 | F-48 | gate 3.2' | West | West | State St. | 13.5' | North | South | Linden St. | 7.0'
3-0225 | 972 | 2 | 4.5 | 2.5 | 2.5 |  | 1S2H | 1984-04-17 | 1 | Dar. Am | 45 | Locust St. | QB MJ |  | A-58 | SW cor. Cottage St. | West | West | Cottage St. | 9.3' | North | South | Locust St. | 6.6'
3-0270 | 971 | 4.5 | 4.5 | 2.5 | 2.5 |  | 1S2H | 1990-05-24 | 1 | Am. Dar | 48 | Locust St. | B-50-B MJ | 6 | D-61 |  | West | West | Chestnut St. | 2.0' | North | South | Locust St. | 6.0'
3-0272 | 973 | 4 | 4.5 | 2.5 | 2.5 |  | 1S2H | 1976-04-16 | 1 | Mu107 |  | Locust St. | MJ | 6 | D-61 | gate 4.0' N | West | West | County St. | 3.0' | North | South | Locust St. | 5.8' | L.V.
4-0271 | 1180 | 4 | 4.5 | 2.5 | 2.5 |  | 1S2H | 1956-01-01 | 1 | Dar | 52 | Loftus St. | B-50-B one piece barrel | 6 | B-78 |  | West | West | Ayer St. | 252.0' | North | South | Loftus St. | 9.0' | Leather
3-0043 | 3432 | 4 | 4.5 | 2.5 | 2.5 |  | 1S2H | 1917-01-01 | 1 | Dar | 83 | Logan St. | Post | 6 | G-41 | 6' gate in front N x center of hydt. 3.9' | West | West | Ashley Blvd. | 24.5' | North | South | Logan St. | 8.6' | Leather
3-0045 | 1147 | 5.25 | 4.5 | 2.5 | 2.5 |  | 1S2H | 1998-02-02 | 1 | Am. Dar | 82 | Logan St. | B-62-B | 6 | G-41 | gate N x ctr. Hydt. 5.6' | West | West | No. Front St. | 301.0' | North | South | Logan St. | 5.0'
2-0177 | 662 | 4 | 4.5 | 2.5 | 2.5 |  | 1S2H | 1953-01-01 | 1 | Dar | 44 | Longwood Ave. | B-50-B one piece barrel | 6 | B-52 |  | West |  | Brownell St. | 19.5' | North | South | Longwood Ave. | 8.5' | Leather
1-0284 | 157 | 5.25 | 4.5 | 2.5 | 2.5 |  | 1S2H | 2009-12-02 | 1 | Am. Dar | 70 | Lucas St. | B-62-B | 6 |  | gate 5.0' E | West | West | Brock Ave. | 593.3' | North | South | Lucas St. | 8.0'
1-0285 | 192 | 5.25 | 4.5 | 2.5 | 2.5 |  | 1S2H | 1997-11-07 | 1 | Mu. | 70 | Lucas St. | Super Centurion | 6 | H-73 |  | West | West | Brock Ave. | 3.5' | North | South | Lucas St. | 8.7'
5-0375 | 1909 | 4 | 4.5 | 2.5 | 2.5 |  | 1S2H | 1957-01-01 | 1 | Dar | 72 | Ludlow St. | B-50-B | 6 | K-14 |  | West | West | Bartlett St. | 39.4' | North | South | Ludlow St. | 8.7' | Leather
2-0346 | 307 | 5 | 4.5 | 2.5 | 2.5 |  | 1S2H | 2004-01-01 | 1 | Am. Dar | 53 | Luke St. | Post | 6 | C-55 |  | West | West | Ridge St. | 487.1' | South | North | Luke St. | 9.7' | Leather
2-0347 | 308 | 4 | 4.5 | 2.5 | 2.5 |  | 1S2H | 1919-01-01 | 1 | Dar | 56 | Luke St. | Post | 6 | C-55 |  | West | West | Ridge St. | 4.6' | North | South | Luke St. | 9.0' | Leather
2-0348 | 309 | 4 | 4.5 | 2.5 | 2.5 |  | 1S2H | 1919-01-01 | 1 | Dar | 55 | Luke St. | Post | 6 | C-55 |  | West | West | Rockdale Ave. | 8.6' | North | South | Luke St. | 8.6' | Leather
5-0462 | 1797 | 4.625 | 4.5 | 2.5 | 2.5 |  | 1S2H | 1990-05-01 | 1 | APS200 |  | Lynn St. | H200 MJ |  | K-17 | 6" gate N x ctr. Hydt. 5.5' | West | West | Worcester St. | 173.0' | North | South | Lynn St. | 7.5'
2-0187 | 594 | 4 | 4.5 | 2.5 | 2.5 |  | 1S2H | 1947-01-01 | 1 | Dar | 47 | Lynnwood St. | QB | 6 | B-52 |  | West | West | Brownell Ave. | 216.6' | North | South | Lynnwood St. | 8.4' | Leather
2-0072 | 98 | 4 | 4.5 | 2.5 | 2.5 |  | 1S2H | 1963-01-01 | 1 | Dar | 84 | Madison St. | B-50-B | 6 | G-45 | gate 2.3' | West | West | First St. | 1.3' | North | South | Madison St. | 5.8' | Leather
2-0449 | 556 | 4 | 4.5 | 2.5 | 2.5 |  | 1S2H | 1975-01-01 | 1 | Mu107 |  | Madison St. | 107 A 24113 MJ | 6 | D-63 | gate 7.1' | West | West | County St. | 24.3' | North | South | Madison St. | 5.5'
3-0217 | 981 | 4.5 | 4.5 | 2.5 | 2.5 |  | 2S1H | 1985-11-16 | 1 | Am. Dar | 44 | Maitland St. | B-50-B QF | 6 | A-58 | see hydt. Book for measures | West | West | Cedar St. | 5.3' | North | South | Maitland St. | 7.2' | R.V.
2-0404 | 633 | 5 | 4.5 | 2.5 | 2.5 |  | 1S2H | 2000-01-01 | 1 | Mu. | 61 | Maple St. | Super Centurion |  | A-60 | SW cor. Ash St. gate 3.0' | West | West | Ash St. | 5.9' | North | South | Maple St. | 8.7'
2-0444 | 632 | 5.25 | 4.5 | 2.5 | 2.5 |  | 1S2H | 1997-01-01 | 1 | Dar | 57 | Maple St. | B-62-B | 6 | D-63 |  | West | West | Cottage St. | 299.4' | North | South | Maple St. | 6.8'
2-0445 | 630 | 5 | 4.5 | 2.5 | 2.5 |  | 1S2H | 1996-01-01 | 1 | Mu. | 53 | Maple St. | Super Centurion | 6 | D-63 |  | West | West | Cottage St. | 1.0' | North | South | Maple St. | 6.5' | Babbitt
2-0447 | 3803 | 4 | 4.5 | 2.5 | 2.5 |  | 1S2H | 1978-05-03 | 1 | Dar | 51 | Maple St. |  | 6 | D-63 | SW cor. Orchard St. | West | West | Orchard St. | 3.1' | North | South | Maple St. | 8.7' | Leather
2-0274 | 3804 | 3 | 4.5 | 2.5 | 2.5 |  | 1S2H | 1981-11-23 | 1 | APS200 |  | Mapleview Ter. | H200 QB |  | C-54 | gate N x ctr. Of hydt. 7.5' | West | West | Tremont St. | 315.0' | North | South | Mapleview Ter. | 2.2'
No ID # |  | 4 | 4.5 | 2.5 | 2.5 |  | 1S2H | 1991-11-19 | 1 | Dar |  | Marine Park | B-50-B | 6 |  | Laxfield, Boston cont. installed 18" to riser at New Marina parking lot. Cont. supplied 18' riser, 1 ext. cplg., 8 bottom of riser bolts, & 2 ext. gaskets. Water works supplied 1 top q. break coupling. Could not use old gaskets or bolts or q.b. cplg.- hydt. had no q.b. bolts at groung level. gate 8.0' | West | East | Driveway | 10.0' | South | South | Rte. 6
5-0388 | 1889 | 4 | 4.5 | 2.5 | 2.5 |  | 1S2H | 1925-01-01 | 1 | Dar | 60 | Marion St. | Post | 6 | K-15 |  | West | West | Adelaide St. | 159.2' | North | South | Marion St. | 7.8' | Leather
5-0240 | 2040 | 5.25 | 4.5 | 2.5 | 2.5 |  | 1S2H | 2005-11-28 | 1 | Mu. | 38 | Marlborough St. | Super Centurion | 6 |  | gate S x hydt. | West | West | Bartlett St. | 179.5'
5-0416 | 1815 | 4 | 4.5 | 2.5 | 2.5 |  | 1S2H | 1956-01-01 | 1 | Dar | 68 | Maryland St. | B-50-B one piece barrel | 6 | K-16 |  | West | West | Raymond St. | 178.5' | North | South | Maryland St. | 9.0' | Leather
5-0417 | 1817 | 4.625 | 4.5 | 2.5 | 2.5 |  | 1S2H | 1990-02-07 | 1 | APS200 | 68 | Maryland St. | H200 MJ |  | K-16 |  | West | West | Pine Grove St. | 293.0' | North | South | Maryland St. | 9.0'
5-0419 | 1831 | 4 | 4.5 | 2.5 | 2.5 |  | 1S2H | 1977-01-01 | 1 | APS200 |  | Maryland St. | H-200 | 6 | K-16 | gate 3.0' N | West | West | Caswell St. | 160.0' |  |  |  |  | Rubber
5-0420 | 1837 | 5.25 | 4.5 | 2.5 | 2.5 |  | 1S2H | 2006-01-13 | 1 | Mu. | 78 | Maryland St. | Super Centurion | 6 | K-16 |  | West | West | Conduit St. | 27.3' | North | South | Maryland St. | 8.5'
1-0078 | 3906 | 5.25 | 4.5 | 2.5 | 2.5 |  | 1S2H | 2006-04-18 | 1 | Mu. | 70 | Matthew St. | Super Centurion |  | E-67 |  | West | West | Dartmouth St. | 319.0' | North | South | Matthew St. | 8.3'
2-0349 | 311 | 4 | 4.5 | 2.5 | 2.5 |  | 1S2H | 1952-01-01 | 1 | Dar | 55 | Matthew St. | one piece barrel | 6 | C055 |  | West | West | Rockdale Ave. | 683.2' | North | South | Matthew St. | 9.5' | L.V.
2-0350 | 310 | 5.25 | 4.5 | 2.5 | 2.5 |  | 1S2H | 2011-12-28 | 1 | Am. Dar | 57 | Matthew St. | B-62-B | 6 | C-55 | gate E x hydt. 6.0' | West | West | Rockdale Ave. | 217.0' | North | South | Matthew St.
3-0091 | 907 | 4 | 4.5 | 2.5 | 2.5 |  | 1S2H | 1975-02-15 | 1 | Dar |  | Maxfield St. | B-50-B MJ | 6 | G-42 | gate 1.3' S | West | West | Purchase St. | 40.6' | South | South | Maxfield St. | 7.6' | B.L.V.
3-0121 | 819 | 1 | 4.5 | 2.5 | 2.5 |  | 1S2H | 1979-01-01 | 1 | Mu107 | 53 | Maxfield St. | MJ |  | F-49 | SW cor. Thomas St. gate 3.3' | West | West | Thomas St. | 6.4' | North | South | Maxfield St. | 5.1'
3-0122 | 818 | 1 | 4.5 | 2.5 | 2.5 |  | 1S2H | 1979-01-01 | 1 | Mu107 | 56 | Maxfield St. | MJ |  | F-49 | SW cor. Walden St. gate 3.3' | West | West | Walden St. | 3.6' | North | South | Maxfield St. | 5.2'
3-0123 | 817 | 1 | 4.5 | 2.5 | 2.5 |  | 1S2H | 1979-01-01 | 1 | Mu107 | 60 | Maxfield St. | MJ |  | F-49 |  | West | West | State St. | 4.5' | North | South | Maxfield St. | 7.5'
3-0124 | 814 | 1 | 4.5 | 2.5 | 2.5 |  | 1S2H | 1979-01-01 | 1 | Mu107 | 61 | Maxfield St. | MJ |  | F-49 | SW cor. Foster | West | West | Foster St. | 7.0' | North | South | Maxfield St. | 6.7'
3-0125 | 813 | 4 | 4.5 | 2.5 | 2.5 |  | 1S2H | 1975-08-11 | 1 | APS200 |  | Maxfield St. | H200 QB MJ |  | F-49 | gate 5.0' N | West | West | Pleasant St. | 15.0' | North | South | Maxfield St. | 6.0' | R.V.
3-0147 | 774 | 5.25 | 4.5 | 2.5 | 2.5 |  | 1S2H | 2008-08-01 | 1 | Am. Dar | 52 | Maxfield St. | B-62-B | 6 | B-51 | gate 5.7' N | West | West | Florence St. | 29.2' | North | South | Maxfield St. | 6.3'
3-0147 |  | 4 | 4.5 | 2.5 | 2.5 |  | 1S2H | 2008-01-01 | 1 | Am. Dar | 52 | Maxfield St. | B-62-B | 6 | B-51 | gate 5.7' N | West | West | Florence St. | 29.2' | North | South | Maxfield St. | 6.3' | B.L.V. | yes | 2008-08-01
3-0149 | 3805 | 5.25 | 4.5 | 2.5 | 2.5 |  | 1S2H | 2003-01-01 | 1 | Am. Dar | 60 | Maxfield St. | B-62-B | 6 | B-51 |  | West | West | Liberty St. | 22.7' | North | South | Maxfield St. | 6.4'
3-0151 | 54 | 5.25 | 4.5 | 2.5 | 2.5 |  | 1S2H | 2001-07-11 | 1 | Am. Dar | 54 | Maxfield St. | B-62-B | 6 | B-51 | gate N x hydt. 6.6' | West | West | park St. | 5.7' | North | South | Maxfield St. | 6.3'
3-0245 | 53 | 5 | 4.5 | 2.5 | 2.5 |  | 1S2H | 2004-01-01 | 1 | Am. Dar | 51 | Maxfield St. | B-50-B | 6 | A-59 | gate 6.3' replaced 2-24-2014 | West | West | Chancery St. | 5.5' | North | South | Maxfield St. | 6.2'
3-0246 | 52 | 4 | 4.5 | 2.5 | 2.5 |  | 1S2H | 2004-01-01 | 1 | Dar |  | Maxfield St. | B-50-B | 6 | A-59 | gate 6.0' | West | West | Ash St. | 21.4' | North | South | Maxfield St. | 6.8' | B.L.V.
3-0247 | 51 | 5.25 | 4.5 | 2.5 | 2.5 |  | 1S2H | 2002-03-12 | 1 | Mu. | 49 | Maxfield St. | super centurion | 6 | A-59 |  | West | West | Cedar St. | 3.4' | North | South | Maxfield St. | 6.8'
3-0301 | 49 | 5.25 | 4.5 | 2.5 | 2.5 |  | 1S2H | 2004-01-01 | 1 | Am. Dar | 43 | Maxfield St. | B-62-B | 6 | D-62 |  | West | West | Chestnut St. | 1.9' | North | South | Maxfield St. | 6.0'
3-0302 | 50 | 5.25 | 4.5 | 2.5 | 2.5 |  | 1S2H | 1999-06-15 | 1 | Mu. | 45 | Maxfield St. | super centurion | 6 | D-62 |  | West | West | County St. | 6.0' | North | South | Maxfield St. | 6.5'
5-0214 | 2031 | 4 | 4.5 | 2.5 | 2.5 |  | 1S2H | 1973-01-01 | 1 | Mu107 |  | Maxine St. | MJ |  | K-9 | gate 5.5' | West | West | McCombs Blvd. | 65.0' | North | South | Maxine St. | 5.5'
5-0036 | 2146 | 2 | 4.5 | 2.5 | 2.5 |  | 1S2H | 1979-01-01 | 1 | Dar. Am. | 37 | May St. | MJ |  | K-2 |  | West | West | Acushnet Ave. | 312.0'
5-0031 | 2143 | 5.25 | 4.5 | 2.5 | 2.5 |  | 1S2H | 1994-03-25 | 1 | Mu. |  | Meadow St. | super centurion 200 | 6 | K-2 | gate 8.0' | West | West | Acushnet Ave. | 30.0' | North | South | Meadow St. | 8.0'
5-0459 | 1916 | 5.25 | 4.5 | 2.5 | 2.5 |  | 1S2H | 2006-09-15 | 1 | Mu. | 60 | Menton St. | super centurion | 6 | K-17 | gate N x hydt. 4.6' | West | West | Ashley Blvd. | 15.6' | North | South | Menton St. | 6.5'
3-0065 | 985 | 4 | 4.5 | 2.5 | 2.5 |  | 1S2H | 1976-03-22 | 1 | Mu107 |  | Merrimac St. | Mj | 6 | G-41 | gate 6.1' N | West | West | Purchase St. | 9.8' | North | South | Merrimac St. | 6.5' | R.V.
2-0173 | 756 | 4 | 4.5 | 2.5 | 2.5 |  | 1S2H | 1963-01-01 | 1 | Dar | 40 | Metropolitan St. | B-50-B | 6 | B-52 | N x center hdyt. 7.0' | West | West | Commonwealth Ave. | 125.6' |  |  |  |  | Leather
2-0002 | 748 | 2 | 4.5 | 2.5 | 2.5 |  | 1S2H | 1984-08-28 | 1 | Dar. Am. |  | Middle St. | QB MJ |  | G-42 | gate 20.8' S | West | West | Acushnet Ave. | 19.5' | North | South | Middle St. | 24.5'
2-0142 | 706 | 4 | 4.5 | 2.5 | 2.5 |  | 1S2H | 1975-01-01 | 1 | APS200 | 59 | Middle St. | H200 QB MJ | 6 | F-49 | gate 18.6' S | West | West | Sixth St. | 26.6' | South | North | Middle St. | 6.0' | R.V.
2-0143 | 3839 | 5.25 | 4.5 | 2.5 | 2.5 |  | 1S2H | 1997-04-29 | 1 | Mu. | 63 | Middle St. | super centurion | 6 | F-49 |  | West | West | Pleasant St. | 21.0' | North | South | Middle St. | 6.0'
2-0215 | 56 | 5.25 | 4.5 | 2.5 | 2.5 |  | 1S2H | 2002-04-24 | 1 | Mu. | 56 | Middle St. | super centurion | 6 | B-53 |  | West | West | Newton St. | 3.2' | North | South | Middle St. | 6.6'
2-0372 | 700 | 4 | 4.5 | 2.5 | 2.5 |  | 1S2H | 1974-01-01 | 1 | APS200 |  | Middle St. | H200 MJ QB | 6 | A-59 | gate 5.3' | West | West | Chancery St. | 5.0' | North | South | Middle St. | 6.0' | R.V.
2-0419 | 709 | 4 | 4.5 | 2.5 | 2.5 |  | 1S2H | 1975-09-22 | 1 | APS200 |  | Middle St. | H200 Brv MJ |  | D-62 | gate 6.0' N | West | West | County St. | 6.0' | North | South | Middle St. |  | R.V.
Free-0013 |  | 4.5 | 4.5 | 2.5 | 2.5 |  | 1S2H | 1994-05-01 | 1 | Mu |  | Middleboro Rd. | Super centurion | 6 |  | NxN line State Boat Ramp (Using ES Middleboro Rd.)100.0', Gate WxCtr of Hydt 7.0' | West | East | Middleboro Rd. | 3.0' | South |  | Boundstone SH | 95.0'
Free-0014 |  | 5.25 | 4.5 | 2.5 | 2.5 |  | 1S2H | 1994-05-01 | 1 | Mu |  | Middleboro Rd. | Super centurion | 6 |  | NxN line State Boat Ramp (Using ES Middleboro Rd.) 272.0', Gate WxCtr of Hydt 5.0' | West | East | Middleboro Rd. | 2.6' | North |  | Boundstone SH | 78.0'
5-0422 | 1843 | 4 | 4.5 | 2.5 | 2.5 |  | 1S2H | 1975-10-09 | 1 | APS200 |  | Mill Rd. | H200 QB MJ |  | K-16 |  | West | West | Belleville Ave. | 5.1' | North | South | Mill Rd. | 6.0' | R.V.
3-0134 | 832 | 4 | 4.5 | 2.5 | 2.5 |  | 1S2H | 1975-05-05 | 1 | APS200 | 49 | Mill St. | H200 MJ QB |  | F-49 | gate 6.0' N x hydt. | West | West | Hill St. | 11.4' | North | South | Mill St. | 5.3' | R.V.
3-0135 | 833 | 4 | 4.5 | 2.5 | 2.5 |  | 1S2H | 1973-01-01 | 1 | APS200 | 59 | Mill St. | H200 MJ QB | 6 | F-49 | gate 6.2' | West | West | Foster St. | 27.6' | North | South | Mill St. | 6.0' | R.V.
3-0175 | 44 | 5 | 4.5 | 2.5 | 2.5 |  | 1S2H | 2012-10-10 | 1 | Am. Dar | 51 | Mill St. | H200 QB MJ |  | B-51 |  | West | West | Lindsey St. | 3.7' | North | South | Mill St. | 6.2' | R.V.
3-0262 | 798 | 4 | 4.5 | 2.5 | 2.5 |  | 1S2H | 1974-01-01 | 1 | APS200 | 50 | Mill St. | H200 MJ QB | 6 | A-59 | gate 5.5' | West | West | Ash St. | 7.0' | North | South | Mill St. | 5.5' | R.V.
3-0263 | 799 | 4 | 4.5 | 2.5 | 2.5 |  | 1S2H | 1974-01-01 | 1 | APS200 | 50 | Mill St. | H200 QB MJ | 6 | A-59 | gate 5.0' | West | West | Cedar St. | 19.5' | North | South | Mill St. | 5.0' | R.V.
3-0311 | 831 | 4 | 4.5 | 2.5 | 2.5 |  | 1S2H | 1974-01-01 | 1 | APS200 |  | Mill St. | H200 QB MJ | 6 | D-62 | gate 5.2' | West | West | Summer St. | 8.6' | North | South | Mill St. | 5.9' | R.V.
3-0312 | 827 | 4 | 4.5 | 2.5 | 2.5 |  | 1S2H | 1974-01-01 | 1 | APS200 |  | Mill St. | H200 QB MJ | 6 | D-62 | gate 4.2' | West | West | County St. | 13.7' | North | South | Mill St. | 6.0' | R.V.
3-0405 | 761 | 5.25 | 4.5 | 2.5 | 2.5 |  | 1S2H | 2008-06-01 | 1 | Am. Dar | 40 | Milton St. | B-62-B | 6 | B-77 | gate 7.5' | West | West | Rockdale Ave. | 307.0' | North | South | Milton St. | 8.0'
3-0405 |  | 5.25 | 4.5 | 2.5 | 2.5 |  | 1S2H | 2008-06-01 | 1 | Am. Dar | 40 | Milton St. | B-62-B | 6 | B-77 | gate 11.5' N | West | West | Rockdale Ave. | 307.0' | North | South | Milton St. | 8.0' |  | yes | 2008-06-01
5-0390 | 1891 | 4 | 4.5 | 2.5 | 2.5 |  | 1S2H | 1948-01-01 | 1 | Dar | 66 | Monmouth St. | one piece barrel | ^ | K-15 |  | West | West | Acushnet Ave. | 209.7' | North | South | Monmouth St. | 8.0' | Leather
5-0385 | 1886 | 4 | 4.5 | 2.5 | 2.5 |  | 1S2H | 1973-01-01 | 1 | Dar. Am. | 6 | Montrose St. | B-50-B | 6 | k-15 |  | West | West | Adelaide St. | 168.7' | North | South | Montrose St. | 7.5' | B.L.V.
5-0386 | 1887 | 4 | 4.5 | 2.5 | 2.5 |  | 1S2H | 1948-01-01 | 1 | Dar | 63 | Montrose St. | one piece barrel | 6 | k-15 |  | West | West | Acushnet Ave. | 316.0' | North | South | Montrose St. | 8.0' | Leather
2-0410 | 549 | 5.25 | 4.5 | 2.5 | 2.5 |  | 1S2H | 2014-02-15 | 1 | Am. Dar | 62 | Moreland Ter. | B-62-B |  | A-60 |  | West | West | Ash St. | 3.3' | North | South | Moerland Ter. | 8.6'
2-0379 | 697 | 4 | 4.5 | 2.5 | 2.5 |  | 1S2H | 1974-01-01 | 1 | APS200 |  | Morgan St. | H200 MJ QB |  | A-59 | NW cor. Chancery St. gate 16.6' S | West | West | Chancery St. | 3.6' | South | North | Morgan St. | 7.0' | R.V.
2-0425 | 714 | 4 | 4.5 | 2.5 | 2.5 |  | 1S2H | 1975-01-01 | 1 | APS200 |  | Morgan St. | H200 QB MJ | 6 | D-62 | gate 17.3' S | West | West | County St. | 343.0' | South | North | Morgan St. | 5.0' | R.V.
2-0426 | 715 | 4 | 4.5 | 2.5 | 2.5 |  | 1S2H | 1975-01-01 | 1 | APS200 |  | Morgan St. | H200 QB MJ | 6 | D-62 | gate 16.3' S | West | West | County St. | 38.4' | South | North | Morgan St. | 5.2' | R.V.
2-0561 |  | 5.25 | 4.5 | 2.5 | 2.5 |  | 1S2H | 2008-10-01 | 1 | Am. Dar |  | Morgan St. | B-62-B | 6 |  | gate 4.5' N | West | West | Florence St. | 162.0' | North | South | Morgan St. | 14.0'
1-0104 | 3533 | 4.5 | 4.5 | 2.5 | 2.5 |  | 1S2H | 1998-03-01 | 1 | Am. Dar | 84 | Mosher St. | B-50-B QF | 6 | E-68 |  | West | West | County St. | 89.0' | North | South | Mosher St. | 8.0' | R.V.
1-0105 | 3535 | 4 | 4.5 | 2.5 | 2.5 |  | 1S2H | 1988-03-01 | 1 | Dar |  | Mosher St. | B-50-B | 6 | E-68 | gate 6.8' N & 8.0' E | West | West | County St. | 525.0' | North | South | Mosher St. | 7.0'
1-0183 | 230 | 4 | 4.5 | 2.5 | 2.5 |  | 1S2H | 1973-01-01 | 1 | Dar. Am. | 90 | Mott St. | B-50-B | 6 | H-70 | gate 6.6' | West | West | Cleveland St. | 4.0' | North | South | Mott St. | 13.3'
1-0185 | 229 | 5 | 5 | 5 | 2.5 |  | 2S1H | 1916-01-01 | 1 | Chapman | 88 | Mott St. | Post | 6 | H-70 |  | West | West | E. French Ave.(N) | 307.1' | North | South | Mott St. | 8.9' | Rubber
1-0186 | 228 | 5 | 5 | 5 | 2.5 |  | 2S1H | 1909-01-01 | 1 | Chapman | 87 | Mott St. | Post | 6 | H-70 |  | West | West | E. French Ave.(N) | 11.5' | North | South | Mott St. | 8.4' | Rubber
3-0180 | 1115 | 3 | 4.5 | 2.5 | 2.5 |  | 1S2H | 1982-07-14 | 1 | APS200 | 35 | Mt. Vernon St. |  |  | A-58 | gate 4.5' | West | West | Richmond St. | 6.5' | North | South | Mt. Vernon St. | 5.5'
3-0181 | 1116 | 3 | 4.5 | 2.5 | 2.5 |  | 1S2H | 1982-07-14 | 1 | APS200 | 32 | Mt. Vernon St. |  |  | A-58 | gate 4.5' | West | West | Vine St. | 2.7' | North | South | Mt. Vernon St. | 6.0'
3-0182 | 1118 | 5 | 4.5 | 2.5 | 2.5 |  | 1S2H | 2006-07-13 | 1 | Am. Dar | 30 | Mt. Vernon St. | H200 MJ |  | A-58 | 6" x 4" reducer used between hydt. & gate. Gate 5.0' | West | West | Mt. Pleasant St. | 2.8' | North | South | Mt. Vernon St. | 6.5'
3-0446 | 1097 | 5.25 | 4.5 | 2.5 | 2.5 |  | 1S2H | 2002-01-17 | 1 | Am. Dar |  | Mt. Vernon St. | B-62-B | 6 | B-79 | gate 10.9' | West | W | Tuner St. | 304.0' | North | South | Mt. Vernon St. | 5.7'
5-0219 | 2032 | 2 | 4.5 | 2.5 | 2.5 |  | 1S2H | 1984-09-15 | 1 | Dar Am. |  | Nancy St. | QB MJ |  | K-9 | gate 8.0' | West | West | McCombs Blvd. | 272.0' | North | South | Nancy St. | 1.8'
4-0010 | 1473 | 5.25 | 4.5 | 2.5 | 2.5 |  | 1S2H | 2001-10-05 | 1 | Am. Dar | 66 | Nash Rd. | B-62-B | 6 | J-28 | gate N x Hydt. 4.0' | West | West | Madeira Ave. | 4.1' | North | South | Nash Rd. | 8.5'
4-0013 | 1463 | 1 | 4.5 | 2.5 | 2.5 |  | 1S2H | 1986-05-13 | 1 | Am. Dar |  | Nash Rd. | B-50-B QB | 6 | J-28 | gate N x hydt. 5.5' | West | West | Belleville Ave. | 2.9' | North | South | Nash Rd. | 8.9' | R.V.
4-0123 | 1386 | 4 | 4.5 | 2.5 | 2.5 |  | 1S2H | 1918-01-01 | 1 | Dar | 57 | Nash Rd. | post | 6 | I-37 | 6" gate in front N from center hydt. 2.7' | West | East | King St. | 6.4' | North | South | Nash Rd. | 8.6' | Leather
4-0288 | 3962 | 5.25 | 4.5 | 2.5 | 2.5 |  | 1S2H | 2001-07-16 | 1 | Am. Dar |  | Nash Rd. | B-62-B | 6 | I-33 | gate N x hydt. 8.6' | West | West | Church St. | 479.5'
5-0671 | 1402 | 5.25 | 4.5 | 2.5 | 2.5 |  | 1S2H | 1994-01-20 | 1 | Mu. | 61 | Nash Rd. | super centurion 200 | 6 | J-26 | gate 9.3' E x W line acushnet 12' N x S line. Hydt. Taps Acushnet Ave. main | West | West | Acushnet Ave. | 3.6' | South | North | Nash Rd. | 8.9'
1-0116 | 3518 | 4 | 4.5 | 2.5 | 2.5 |  | 1S2H | 1975-01-01 | 1 | Dar. Am. | 85 | Nelson St. | B-50-B | 6 | E068 | gate is now 15.6' E of hydt. | West | West | County St. | 19.8' | North | South | Nelson St. | 7.9'
1-0139 | 3517 | 5.25 | 4.5 | 2.5 | 2.5 |  | 1S2H | 2009-03-11 | 1 | Mu. | 87 | Nelson St. | Super Centurion | 6 | H-69 |  | West | West | Second St. | 31.3' | North | South | Nelson St. | 8.2'
3-0379 | 927 | 4 | 4.5 | 2.5 | 2.5 |  | 1S2H | 1956-01-01 | 1 | Dar | 50 | Nemasket St. | B-50-B one piece barrel | 6 | B-77 |  | West | West | Rockdale Ave. | 478.5' | North | South | Nemasket St. | 7.0' | Leather
3-0417 | 935 | 4 | 4.5 | 2.5 | 2.5 |  | 1S2H | 1954-01-01 | 1 | Dar | 64 | Nemasket St. | BB one piece barrel | 6 | B-79 |  | West | West | Summit St. | 93.0' | North | South | Nemasket St. | 9.0' | L.V.
2-0062 | 3912 | 4 | 4.5 | 2.5 | 2.5 |  | 1S2H | 1973-01-01 | 1 | Dar |  | New Bedford- Fairhaven Bridge | B-50-B | 6 | G-44 | gate 6.0' E x E line MacArthur Dr. 132.0ft | West |  | New Bedford- Fairhaven Bridge | 132.0' | South | South | Route 6 | 24.0' | B.L.V.
2-0066 | 3916 | 2 | 4.5 | 2.5 | 2.5 |  | 1S2H | 1983-12-07 | 1 | Dar Am. |  | New Bedford- Fairhaven Bridge | IS 2H QF hydt. |  | G-44 | gate s. 9.6', West Fish Trans. Co., 110.0', West Existing Hydt., 330.0' | West | East | Boathouse Pub | 2.3' | South | North | Route 6 | 6.4'
2-0067 | 3917 | 4 | 4.5 | 2.5 | 2.5 |  | 1S2H | 1973-01-01 | 1 | Dar |  | New Bedford- Fairhaven Bridge Marine Park | B-50-B | 6 | G-44 | gate 8.0' s W x E line Marine Dr. (W)419.0' | West | East | Marine Dr (W) | 419' | South | South | Route 6 | 10.0' | B.L.V.
5-0872 | 4035 | 5.25 | 4.5 | 2.5 | 2.5 |  | 1S2H | 2012-10-25 | 1 | Am. Dar |  | New Plainville Rd. | B-62-B | 6 |  |  | West | West | Shawmut Ave. |  | North | South | New Plainville Rd.
4-0118 | 1381 | 4 | 4.5 | 2.5 | 2.5 |  | 1S2H | 1950-01-01 | 1 | Dar | 51 | Newcombe St. | QB | 6 | I-33 | gate 5.3' | West | West | Stanley St. | 284.8' | North | South | Newcombe St. | 7.0' | Leather
1-0197 | 208 | 5.25 | 4.5 | 2.5 | 2.5 |  | 1S2H | 2007-12-10 | 1 | Mu. | 84 | Norman St. | Super Centurion | 6 | H-70 |  | West | West | E.Rodney French Blvd. | 419.0' | North | South | Norman St. | 8.4'
3-0094 | 834 | 4 | 4.5 | 2.5 | 2.5 |  | 1S2H | 1973-01-01 | 1 | APS200 |  | North St. | H200 QB MJ |  | G-42 | gate 8.8' N | West | West | Purchase St. | 5.3' | North | South | North St. | 5.8' | R.V.
3-0130 | 836 | 4 | 4.5 | 2.5 | 2.5 |  | 1S2H | 1975-07-29 | 1 | APS200 |  | North St. | H200 MJ QB |  | F-49 | gate 9.5' S | West | West | Hill St. | 30.5' | South | North | North St. | 6.0' | R.V.
3-0131 | 837 | 4 | 4.5 | 2.5 | 2.5 |  | 1S2H | 1974-01-01 | 1 | APS200 |  | North St. | H200 MJ QB | 6 | F-49 | gate 2.3' E | West | West | Foster St. | 7.8' | North | South | North St. | 5.2'
3-0164 | 776 | 5.25 | 4.5 | 2.5 | 2.5 |  | 1S2H | 2008-08-01 | 1 | Am. Dar | 46 | North St. | B-62-B | 6 | B-51 | gate 6.0' N | West | West | Beech St. | 8.2' | North | South | North St. | 6.8'
3-0164 |  | 5 | 4.5 | 2.5 | 2.5 |  | 2S | 2008-01-01 | 1 | Am. Dar | 46 | North St. | B-62-B | 6 | B-51 | gate 6.0' N | West | West | Beech St. | 8.2' | North | South | North St. | 3.8' | Babbitt | yes | 2008-08-01
3-0165 | 777 | 4.5 | 4.5 | 2.5 | 2.5 |  | 1S2H | 1986-01-01 | 1 | Am. Dar | 50 | North St. | QF | 6 | B-51 |  | West | West | Hunter St. | 1.0' | North | South | North St. | 7.0' | R.V.
3-0166 | 778 | 5.25 | 4.5 | 2.5 | 2.5 |  | 1S2H | 2003-01-01 | 1 | Am. Dar | 49 | North St. | B-62-B | 6 | B-51 |  | West | West | Florence St. | 4.1' | North | South | North St. | 6.3'
3-0167 | 45 | 5.25 | 4.5 | 2.5 | 2.5 |  | 1S2H | 2005-01-01 | 1 | Am. Dar | 50 | North St. | B-62-B | 6 | B-51 |  | West | West | Jenney St (N) | 9.8' | North | South | North St. | 5.6'
3-0168 | 786 | 3 | 4.5 | 2.5 | 2.5 |  | 1S2H | 1988-07-16 | 1 | APS200 | 51 | North St. | H200 QB |  | B-51 |  | West | West | James St. | 3.0' | North | South | North St. | 5.6'
3-0169 | 797 | 4.625 | 4.5 | 2.5 | 2.5 |  | 1S2H | 1991-03-07 | 1 | APS200 | 51 | North St. | H200 | 6 | B-51 |  | West | West | Tremont St. | 3.6' | North | South | North St. | 6.8'
3-0170 | 787 | 5 | 4.5 | 2.5 | 2.5 |  | 1S2H | 2003-01-01 | 1 | Am. Dar | 53 | North St. | B-50-B | 6 | B-51 | gate 5.0' N | West | West | Liberty St. | 1.5' | North | South | North St. | 7.0'
3-0171 | 790 | 4 | 4.5 | 2.5 | 2.5 |  | 1S2H | 1976-01-29 | 1 | APS200 |  | North St. | H200 MJ | 6 | B-51 | gate 4' N | West | West | Newton St. | 9.0' | North | South | North St. | 6.2' | R.V.
3-0253 | 791 | 4 | 4.5 | 2.5 | 2.5 |  | 1S2H | 1975-12-04 | 1 | APS200 |  | North St. | H200 QB MJ |  | A-59 | gate 4.5' | West | West | Park St. | 18.0' | North | South | North St. | 6.6' | R.V.
3-0255 | 793 | 4 | 4.5 | 2.5 | 2.5 |  | 1S2H | 1975-12-03 | 1 | APS200 |  | North St. | H200 | 6 | A-59 | see sketch p. 145 N.B. 101 gate 3.0' N | West | West | Emerson St. | 8.0' | North | South | North St. | 5.2'
3-0257 | 800 | 4 | 4.5 | 2.5 | 2.5 |  | 1S2H | 1975-11-21 | 1 | APS200 |  | North St. | H200 QB MJ |  | A-59 | gate 17.5' S | West | West | Cedar St. | 37.6' | South | North | North St. | 6.0' | R.V.
3-0309 | 829 | 4 | 4.5 | 2.5 | 2.5 |  | 1S2H | 1975-10-07 | 1 | APS200 |  | North St. | H200 MJ | 6 | D-62 | gate 9.7' | West | West | County St. | 25.0' | South | North | North St. | 5.4'
1-0047 | 3603 | 4 | 4.5 | 2.5 | 2.5 |  | 1S2H | 1922-01-01 | 1 | Dar | 78 | Norwell St. | Post | 6 | E-66 |  | West | West | Bolton St. | 449.3' | North | South | Norwell St. | 9.0' | Leather
1-0321 | 284 | 1 | 4.5 | 2.5 | 2.5 |  | 1S2H | 1983-05-13 | 1 | Mu107 |  | NS Rivet St | MJ |  | G-47 | gate 7.5' | West | West | So. Front St. | 130.0' | South | North | Rivet St. | 5.2
4-0070 | 3668 | 4 | 4.5 | 2.5 | 2.5 |  | 1S2H | 1979-01-01 | 1 | Mu107 | 77 | Nye St. | #107 |  | J-29 | SW cor. Front St. gate 3.0' | West | West | Front St. | 5.0' | North | South | Nye St. | 8.2'
4-0072 | 1356 | 4.625 | 4.5 | 2.5 | 2.5 |  | 1S2H | 1989-11-21 | 1 | APS200 |  | Nye St. | H200 MJ |  | J-29 |  | West | West | Belleville Ave. | 3.0' | North | South | Nye St. | 7.5'
4-0160 | 1343 | 5.25 | 4.5 | 2.5 | 2.5 |  | 1S2H | 2001-07-03 | 1 | Am. Dar | 70 | Nye St. | B-62-B | 6 | I-38 | gate N x hydt. 2.0' | West | West | Ashley Blvd. | 5.2' | North | South | Nye St. | 8.7'
3-0346 | 1013 | 4 | 4.5 | 2.5 | 2.5 |  | 1S2H | 1971-01-01 | 1 | Dar |  | Oakdale St. | B-50-B | 6 | B-75 | gate 6.0' | West | West | West Hill Rd. | 109.0' | North | South | Oakdale St. | 5.5' | B.L.V.
1-0288 | 161 | 4 | 4.5 | 2.5 | 2.5 |  | 1S2H | 1927-01-01 | 1 | Darling | 74 | Oaklawn St | post | 6 | H-73 |  | West | West | Brock Ave | 395.1' | North | South | Oaklawn | 11.2' | Leather
1-0289 | 162 | 5 | 5 | 5 | 2.5 |  | 2S1H | 1913-01-01 | 1 | Chapman | 75 | Oaklawn St | post | 6 | H-73 |  | West | West | Brock Ave. | 3.0' | North | South | Oaklawn | 8.5' | Rubber
5-0434 | 1833 | 4 | 4.5 | 2.5 | 2.5 |  | 1S2H | 1946-01-01 | 1 | Dar | 77 | Ohio St. |  | 6 | K-16 |  | West | West | Conduit | 536.8' | North | South | Ohio | 7.0' | Leather
5-0435 | 1840 | 5 | 5 | 5 | 2.5 |  | 2S1H | 1924-01-01 | 1 | Chapman | 75 | Ohio St. | Post | 6 | K-16 |  | West | West | Acushnet Ave. | 216.7' | North | South | Ohio | 9.0' | Rubber
5-0499 | 3715 | 5.25 | 4.5 | 2.5 | 2.5 |  | 1S2H | 2012-12-09 | 1 | Am Dar. | 60 | Old Plainville Rd. | B-62-B | 6 | K-20 | 4th Hydt Ex Shawmut Ave | West | West | LeBoeuf St | 711.2' | North | South | Plainville Rd. | 7.0'
5-0505 | 1743 | 6 | 4.5 | 2.5 | 2.5 |  | 1S2H | 1986-02-24 | 1 | Am. Dar |  | Old Plainville Rd. | QF MJ |  | K-21 |  | West | West | Shawmut Ave. (N) | 705.0' | North | South | Old Plainville Rd. | 7.0' | RV
5-0409 | 1920 | 4 | 4.5 | 2.5 | 2.5 |  | 1S2H | 1949-01-01 | 1 | Dar | 63 | Oregon St. | one piece barrel | 6 | K-16 |  | West | West | Raymond St. | 54.0' | North | South | Oregon St. | 9.0' | Leather
1-0046 | 3823 | 5.25 | 4.5 | 2.5 | 2.5 |  | 1S2H | 1999-12-20 | 1 | US |  | Osborn St. |  | 6 | E-66 |  | West | West | Cove Rd. | 222.5' | North | South | Osborn St. | 7.2'
1-0045 | 3607 | 4 | 4.5 | 2.5 | 2.5 |  | 1S2H | 1926-01-01 | 1 | Dar | 80 | Osborne St. | post | 6 | E-66 |  | West | West | Bolton St. | 18.2' | North | South | Osborne St. | 10.7' | Leather
2-0153 | 727 | 5.25 | 4.5 | 2.5 | 2.5 |  | 1S2H | 2001-12-07 | 1 | Am. Dar | 61 | Park Place | B-62-B | 6 | F-49 | gate S x Hydt 8.5 | West | West | No. Sixth | 8.5' | North | South | Park Place | 3.0'
3-0231 | 868 | 4.625 | 4.5 | 2.5 | 2.5 |  | 1S2H | 1990-01-09 | 1 | Smith | 46 | Parker St. | H200 QB | Mech | A-59 | 6" gate N x Ctr of Hydt 2.3' | West | West | Cedar St. | 13.1' | North | South | Parker St. | 6.6'
3-0278 | 992 | 4 | 4.5 | 2.5 | 2.5 |  | 1S2H | 1964-01-01 | 1 | Dar | 49 | Parker St. | B-50-B | 6 | D-61 | gate 4x4' N x Ctr of Hydt | West | West | County St. | 4.4' | North | South | Parker St. | 7.1'
3-0429 | 940 | 4 | 4.5 | 2.5 | 2.5 |  | 1S2H | 2015-11-06 | 1 | Am-Dar | 51 | Parker St. | B-62-B | 6 | B-79 | gate 9.3' N x Hydt | West | West | Hathaway Blvd. | 54.5' | North | South | Parker St. | 8.5' | Leather | Yes | 2015-11-06
3-0429 | 940 | 4 | 4.5 | 2.5 | 2.5 |  | 1S2H | 1949-01-01 | 1 | Dar | 51 | Parker St. | one piece barrel | 6 | B-79 | gate 9.3' N x Hydt | West | West | Hathaway Blvd. | 54.5' | North | South | Parker St. | 8.5'
3-0462 | 941 | 1 | 4.5 | 2.5 | 2.5 |  | 1S2H | 1954-01-01 | 1 | Dar. Am. | 55 | Parker St. |  |  | B-51 |  | West | West | Liberty St. | 324.0' | North | South | Parker St. | 4.0'
3-0464 | 864 | 6 |  | 2.5 | 2.5 |  | 2S | 1958-01-01 | 1 | Chapman | 50 | Parker St. |  | 6 | B-51 | gate 4.4' N x Hydt | West | West | Park St. | 435.7' | North | South | Parker St. | 6.8' | Babbitt
5-0687 | 4063 | 4.5 | 4.5 | 2.5 | 2.5 |  | 1S2H | 1991-10-07 | 1 | Am. Dar |  | Paul J. Dreisbach Dr. | B-50-B | 6 |  |  | West |  | Administration Bldg.
2-0188 | 596 | 4 | 4.5 | 2.5 | 2.5 |  | 1S2H | 1980-01-01 | 1 | Dar | 48 | Pauline St. | B-50-B | 6 |  |  | West | West | Brownell Ave. | 240.0' | North | South | Pauline St. | 8.0' | Leather
3-0019 | 1125 | 5.25 | 4.5 | 2.5 | 2.5 |  | 1S2H | 1992-04-15 | 1 | Mu. | 48 | Penniman St. | Super Centurion | 6 | I-40 | Gate N x Ctr. Of Hydt. | West | West | Myrtle St. | 21.0' | North | South | Penniman St. | 8.3'
5-0049 | 2157 | 4.5 | 4.5 | 2.5 | 2.5 |  | 1S2H | 1990-09-20 | 1 | Am. Dar | 36 | Pequot St. | B-50-B Traffic Type | 6 | K-2 |  | West | West | Acushnet Ave. | 189.0' | North | South | Pequot St. | 8.7' | RV
5-0630 | 1574 | 5 | 5 | 5 | 2.5 |  | 2S1H | 1903-01-01 | 1 | Chapman | 70 | Perry St. | Post | 6 | J-26 |  | West | West | Kearsarge St. | 0.9' | North | South | Perry St | 8.6' | Rubber
5-0631 | 1575 | 5.25 | 4.5 | 2.5 | 2.5 |  | 1S2H | 2008-05-15 | 1 | Am. Dar | 68 | Perry St. | B-62-B | 6 | J-26 |  | West | West | Belleville Ave. | 6.7' | North | South | Perry St | 9.1'
4-0006 | 1327 | 4 | 4.5 | 2.5 | 2.5 |  | 1S2H | 1925-01-01 | 1 | Dar | 65 | Phillips Ave. | post | 6 | J-26 |  | West | West | Acushnet Ave. | 255.0' | North | South | Phillips Ave. | 8.5' | Leather
4-0044 | 1447 | 4 | 4.5 | 2.5 | 2.5 |  | 1S2H | 1979-01-01 | 1 | Mu 107 | 69 | Phillips Ave. |  |  | J-28 | gate 3.0' | West | West | Belleville Ave. | 368.0'
4-0045 | 1368 | 5.25 | 4.5 | 2.5 | 2.5 |  | 1S2H | 1997-06-19 | 1 | Mu. | 72 | Phillips Ave. | Super Centurion | 6 | J-26 |  | West | West | Belleville Ave. | 20.0' | North | South | Phillips Ave. | 9.0'
4-0047 | 1363 | 4.625 | 4.5 | 2.5 | 2.5 |  | 1S2H | 1991-05-14 | 1 | Smith | 72 | Phillips Ave. | H200 QB |  | J-28 | Gate N x Hydt. 8.0' | West |  | Riverside Ave. | 320.0' | North | South | Phillips Ave. | 8.2'
4-0048 | 1362 | 5.25 | 4.5 | 2.5 | 2.5 |  | 1S2H | 2002-10-21 | 1 | Mu. | 72 | Phillips Ave. | Super Centurion | 6 | J-28 |  | West | West | Riverside Ave. | 2.5' | North | South | Phillips Ave. | 8.8'
4-0149 | 1324 | 4.5 | 4.5 | 2.5 | 2.5 |  | 1S2H | 1990-02-12 | 1 | Am. Dar | 60 | Phillips Ave. | B-50-B | 6 | I-37 |  | West | West | Ashley Blvd. | 3.6' | North | South | Phillips Ave. | 8.6' | RV
5-0289 | 2007 | 4.5 | 4.5 | 2.5 | 2.5 |  | 1S2H | 1990-08-22 | 1 | Am. Dar | 48 | Phillips Rd. | B-50-B | Mech | K-12 | 6" gate N x Ctr Hydt 3.4' | West | West | Acushnet Ave. | 1221.0' | North | South | Phillips Rd. | 13.5'
5-0300 | 2016 | 4 | 4.5 | 2.5 | 2.5 |  | 1S2H | 1974-01-01 | 1 | Dar Am. | 42 | Phillips Rd. | B-50-B | 6 | K-12 | 6" 8.3'gate in front N x Ctr of Hydt | West | West | Acushnet Ave. | 345.4' | North | South | Phillips Rd. | 13.4'
5-0822 | 2181 | 4.5 | 4.5 | 2.5 | 2.5 |  | 1S2H | 1971-01-01 | 1 | Mu107 |  | Phillips Rd. |  | 6 | K-5 | gate 13.4' | West | West | Bldg #8 | 6.4' | South | South | Phillips Rd. | 11.8' | BLV
No ID # |  |  | 4.5 | 2.5 | 2.5 |  | 1S2H | 1978-01-01 | 1 |  |  | Pier 3 & 4 | Flush |  |  | Meter Pit NxS Bulkhead 33.6' WxE Bulkhead 88.0' S hydt 25.5' | West | South East | Cor. Pier | 107.7' | North | South | Bulkhead | 9.6'
5-0176 | 2114 | 5.25 | 4.5 | 2.5 | 2.5 |  | 1S2H | 2014-01-07 | 1 | Am. Dar |  | Pine Hill Dr. | B-62-B |  |  | gate 4.5' | West | West | Long View Rd. | 5.3' | North | South | Pine Hill Dr
2-0185 | 593 | 5.25 | 4.5 | 2.5 | 2.5 |  | 1S2H | 2009-12-16 | 1 | Am. Dar | 47 | Pinette St. | B-62-B | 6 |  | Gate N x Hydt 3.0' | West | West | Brownell Ave. | 310.3' | North | South | Pinette St. | 9.4'
4-0264 | 1287 | 4 | 4.5 | 2.5 | 2.5 |  | 1S2H | 1934-01-01 | 1 | Dar | 35 | Pitman St. | Post | 6 | B-78 |  | West | West | Lancaster St. | 142.0' | North | South | Pitman St. | 10.0' | Leather
4-0265 | 1293 | 4 | 4.5 | 2.5 | 2.5 |  | 1S2H | 1934-01-01 | 1 | Dar | 30 | Pitman St. | Post | 6 | B-78 |  | West | West | Shawmut Ave. | 397.5' | North | South | Pitman St. | 10.0' | Leather
5-0500 | 3720 | 5.25 | 4.5 | 2.5 | 2.5 |  | 1S2H | 2009-07-14 | 1 | Am. Dar | 61 | Plainville Rd. | B-62-B | 6 | K-20 | 3rd Hydt Ex Shawmut Ave. Gate S x Hydt 6.6' | West | W | LeBoeuf St | 1023.5' | South | North | Old Plainville Rd. | 1.3'
2-0310 | 3934 | 5.25 | 4.5 | 2.5 | 2.5 |  | 1S2H | 2002-03-06 | 1 | Mu. | 54 | Plymouth St. | Super Centurion | 6 | C-55 | Gate 6" Mu | West | West | Burns St. | 88.1' | North | South | Plymouth St. | 10.0'
2-0311 | 486 | 5.25 | 4.5 | 2.5 | 2.5 |  | 1S2H | 2001-04-16 | 1 | Dar | 54 | Plymouth St. | B-62-B | 6 | C-55 | S x Gate Valve 8.2' | West | West | Whittier St. | 12.7' | North | South | Plymouth St. | 8.5'
2-0312 | 485 | 5.25 | 4.5 | 2.5 | 2.5 |  | 1S2H | 2001-04-16 | 1 | Dar | 53 | Plymouth St. | B-62-B | 6 |  | S x Gate Valve 8.2' | West | West | Rockdale Ave. | 196.3' | North | South | Plymouth St. | 8.5'
5-0373 | 1908 | 4 | 4.5 | 2.5 | 2.5 |  | 1S2H | 1957-01-01 | 1 | Dar | 73 | Pontiac St. | B-50-B one piece barrel | 6 | K-14 |  | West | West | Morris St. | 7.0' | North | South | Pontiac St. | 7.0' | Leather
5-0400 | 1904 | 5.25 | 4.5 | 2.5 | 2.5 |  | 1S2H | 2009-02-23 | 1 | Am. Dar | 67 | Pontiac St. |  | 6 | K-15 |  | West | West | Acushnet Ave. |  | North | South | Pontiac St.
1-0249 | 3881 | 5.25 | 4.5 | 2.5 | 2.5 |  | 1S2H | 2010-01-01 | 1 | Mu |  | Portland St. | Super Centurion |  |  |  | West | West | Fort St. | 18.6' | North | South | Portland St. | 5.6'
1-0313 | 116 | 4 | 4.5 | 2.5 | 2.5 |  | 1S2H | 1956-01-01 | 1 | Dar | 70 | Portland St. | B-50-B one piece barrel | 6 | H-74 |  | West | West | Brock Ave. | 231.2' | North | South | Portland St. | 8.0' | Leather
2-0098 | 392 | 4 | 4.5 | 2.5 | 2.5 |  | 1S2H | 1974-12-01 | 1 | Smith |  | Potomska St. |  |  | G-45 | Gate 6.0' N | West | West | First St. | 24.0' | North | South | Potomska St. | 7.0'
3-0439 | 1095 | 5.25 | 4.5 | 2.5 | 2.5 |  | 1S2H | 2006-02-17 | 1 | Dar |  | Potter St. | B-62-B | 6 | B-79 | gate 12.0' | West | West | Whitlow St | 410.0' | North | South | Potter St. | 5.0'
4-0242 | 1111 | 4 | 4.5 | 2.5 | 2.5 |  | 1S2H | 1964-01-01 | 1 | Dar | 34 | Potter St. | B-50-B | 6 | A-57 | Gate 3.5' | West | West | Highland St. | 31.8' |  |  |  |  | Leather
5-0231 | 2081 | 5.25 | 4.5 | 2.5 | 2.5 |  | 1S2H | 2011-09-29 | 1 | Am. Dar | 43 | Prairie Ave. | B-62-B | 6 |  |  | West | West | Acushnet Ave. | 539.6' | North | South | Prairie Ave. | 9.5'
5-0232 | 2080 | 5.25 | 4.5 | 2.5 | 2.5 |  | 1S2H | 2002-03-08 | 1 | Mu. | 36 | Prairie Ave. | Super Centurion | 6 | K-10 |  | West | West | Acushnet Ave. | 34.8' | North | South | Prairie Ave. | 9.5'
5-0594 | 1534 | 5 | 4.5 | 2.5 | 2.5 |  | 1S2H | 2004-01-01 | 1 | Am. Dar | 56 | Princeton St. | Post | 6 | K-25 | reported as removed & replaced 6-11-71 by error. See work sheet. | West | West | Arlington St. | 143.3' | North | South | Princeton St. | 9.0' | Rubber
5-0780 | 1533 | 5 | 5 | 5 | 2.5 |  | 2S1H | 1911-01-01 | 1 | Chapman | 54 | Princeton St. | Post | 6 | I-36 |  | West | West | Ashley Blvd. | 4.6' | North | South | Princeton St. | 7.5' | Rubber
2-0291 | 518 | 5.5 | 4.5 | 2.5 | 2.5 |  | 1S2H | 2007-01-01 | 1 | AM. Car | 58 | Priscilla St. | B-62-B | 6 | C-54 |  | West | West | West St. | 89.4' | North | South | Priscilla St. | 6.6'
Free-0006 |  | 4 | 4.5 | 2.5 | 2.5 |  | 1S2H | 1921-01-01 | 1 | Dar | 60 | Private Way. | Post | 6 |  | gate 4.9' | West | SE Corner | Private Way | 16.6' | South |  | Railroad | 51.7' | Leather
5-0607 | 1499 | 4 | 4.5 | 2.5 | 2.5 |  | 1S2H | 1918-01-01 | 1 | Dar | 61 | Query St. | post | 6 | J-25 |  | West | West | Arlington St. | 130.2' | North | South | Query St. | 11.1' | Leather
5-0609 | 1501 | 5.25 | 4.5 | 2.5 | 2.5 |  | 1S2H | 2011-06-08 | 1 | Am. Dar | 65 | Query St. | B-62-B | 6 | J-25 | Gate N 2.0' | West | West | Concord St. | 233.3' | North | South | Query St. | 7.8'
5-0657 | 1558 | 5.25 | 4.5 | 2.5 | 2.5 |  | 1S2H | 2006-07-31 | 1 | Mu. | 66 | Query St. | Super Centurion | 6 | J-26 | Gate: W x Hydt 4.0' | West | West | Conduit St. | 353.4' | North | South | Query St. | 8.8'
5-0797 | 3666 | 5.25 | 4.5 | 2.5 | 2.5 |  | 1S2H | 2009-09-04 | 1 | Am. Dar | 54 | Query St. | B-62-B | 6 | I-36 | Gate 4.0' | West | West | Ashley Blvd. | 306.8 |  |  |  | 8.8'
5-0113 | 2175 | 4 | 4.5 | 2.5 | 2.5 |  | 1S2H | 1977-01-01 | 1 | Dar |  | Rice Blvd. | B-50-B H200 |  | K-5 | Gate 10.6; N x E Line Hydt | West | West | Phillips Rd. | 960.0' | South | South | Rice Blvd. | 16.0'
5-0116 | 2186 | 4 | 4.5 | 2.5 | 2.5 |  | 1S2H | 1962-01-01 | 1 | Dar | 55 | Rice Blvd. | B-50-B | 6 | K-5 | gate N x Ctr Hydt 2.4' | West | West | Phillips Rd. | 51.0' | South | South | Edge Pavement | 4.0'
1-0051 | 3601 | 5.25 | 4.5 | 2.5 | 2.5 |  | 1S2H | 1992-07-28 | 1 | Mu. | 80 | Richards St. | Super Centurion | 6 | E-66 | Gate 5.0' S x Hydt | West |  | Bolton St. | 321 | South | North | Richard St. | 8.6'
1-0052 | 3602 | 4 | 4.5 | 2.5 | 2.5 |  | 1S2H | 1978-01-01 | 1 | Dar | 84 | Richards St. | B-50-B | 6 | E-66 | SW cor Bolton St., poured joint | West |  | Bolton St. | 4.8' | North | South |  | 8.4'
2-0186 | 595 | 4 | 4.5 | 2.5 | 2.5 |  | 2S1H | 1938-01-01 | 1 | Dar | 50 | Richfield St. | post | 6 | B-52 |  | West |  | Brownell Ave. | 280.2' | North | South | Richfield St. | 8.6' | Leather
1-0238 | 126 | 4 | 4.5 | 2.5 | 2.5 |  | 1S2H | 1964-01-01 | 1 | Dar | 71 | Ricketson St. | B-50-B | 6 | H-71 | gate 5.0' | West | West | Mina St. | 342.0' | North | South | Ricketson St. | 8.0' | Leather
1-0239 | 127 | 4 | 4.5 | 2.5 | 2.5 |  | 1S2H | 1920-01-01 | 1 | Dar | 81 | Ricketson St. | Post | 6 | H-71 | W x W E. French Ave 642.0' | West |  | Riverview Ter | 135.0' | North | South | Ricketson St. | 8.5' | Leather
1-0240 | 128 | 5.25 | 4.5 | 2.5 | 2.5 |  | 1S2H | 1997-12-15 | 1 | Mu. | 83 | Ricketson St. | Super Centurion | 6 | H-71 |  | West | West | E. Rodney French Blvd. | 10.9' | North | South | Ricketson St. | 8.6'
1-0005 | 281 | 3 | 4.5 | 2.5 | 2.5 |  | 1S2H | 1981-09-01 | 1 | APS200 | 83 | Rivet St. | H200 QB MJ |  |  | gate 3.5' | West | West | Orchard St (N.) | 4.6' | North | South | Rivet St. | 8.7
1-0088 | 3736 | 3 | 4.5 | 2.5 | 2.5 |  | 1S2H | 1983-08-02 | 1 | Dar Am. | 85 | Rivet St. | QB MJ |  | E-68 | Gate 3.2' | West | West | County St. | 14.5' | North | South | Rivet St.
3-0212 | 956 | 4 | 4.5 | 2.5 | 2.5 |  | 1S2H | 1967-01-01 | 1 | Dar | 43 | Robeson St. | B-50-B | 6 | A-58 | gate 6.2' NxCtr Hydt | West | West | Richmond St. | 8.2' | North | South | Robeson St. | 5.0' | Rubber
3-0265 | 968 | 5.25 | 4.5 | 2.5 | 2.5 |  | 1S2H | 1997-01-17 | 1 | Am. Dar | 44 | Robeson St. | B-62-B | 6 | D-61 |  | West | West | Chestnut St. | 12.4' | North | South | Robeson St. | 6.5'
1-0032 | 3614 | 4.5 | 4.5 | 2.5 | 2.5 |  | 1S2H | 1990-06-25 | 1 | Am Dar | 76 | Rockdale Ave. | B-50-B | Mech. | E-66 | ExC Hydt 8.2' NxC Hydt 2.6' | West | West | Avon St. | 140.0' | North | South | Rockdale Ave. | 10.7'
1-0033 | 3613 | 2 | 4.5 | 2.5 | 2.5 |  | 1S2H | 1982-09-02 | 1 | Dar Am. | 81 | Rockdale Ave. | MJ QB | 6 | E-66 | gate 4.0' | West | West | Hemlock St. | 4.8' | North | South | Rockdale Ave. | 10.7'
1-0034 | 255 | 5.25 | 4.5 | 2.5 | 2.5 |  | 1S2H | 1994-08-03 | 1 | Am. Dar. | 85 | Rockdale Ave. | B-62-B | 6 | E-66 |  | West | West | Bolton St. | 3.7' | North | South | Rockdale Ave. | 12.4'
1-0036 | 257 | 5.25 | 4.5 | 2.5 | 2.5 |  | 1S2H | 2008-06-03 | 1 | Am. Dar | 87 | Rockdale Ave. | B-62-B | 6 | E-66 | Gate 10.5' | West | West | Cove Rd. | 237.0' | North | South | Rockdale Ave. | 10.7'
1-0037 | 258 | 4 | 4.5 | 2.5 | 2.5 |  | 1S2H | 1965-01-01 | 1 | Dar | 84 | Rockdale Ave. | B-50-B | 6 | E-66 | 6" gate in front NxC of hydt 10.6' | West | West | Cove Rd. | 23.1' | North | South | Rockdale Ave. | 10.2' | BLV
2-0095 | 367 | 5.25 | 4.5 | 2.5 | 2.5 |  | 1S2H | 2005-12-28 | 1 | Mu. | 87 | Rockland St. | Super Centurion | 6 | G-45 | gate NxHydt 2.6' | West | West | Purchase St. | 3.2' | North | South | Rockland St. | 6.5'
2-0096 | 368 | 4 | 4.5 | 2.5 | 2.5 |  | 1S2H | 1919-01-01 | 1 | Dar | 85 | Rockland St. | Post | 6 | G-45 |  | West | West | Acushnet Ave. | 7.2' | North | South | Rockland St. | 5.9' | Leather
2-0513 | 366 | 3 | 4.5 | 2.5 | 2.5 |  | 1S2H | 1988-02-24 | 1 | Smith |  | Rockland St. | H200 QB |  | D-64 | Note: work done during Ch. 90 project in 1975; no record of any reports made | West | West | County St. | 26.0' | North | South | Rockland St. | 6.5'
1-0187 | 233 | 5.25 | 4.5 | 2.5 | 2.5 |  | 1S2H | 2002-01-25 | 1 | Am. Dar | 81 | Rodney St. | B-26-B | 6 | H-70 | gate NxHydt 4.6' | West | West | Cleveland St. | 2.5' | North | South | Rodney St. | 8.3'
1-0189 | 236 | 4.625 | 4.5 | 2.5 | 2.5 |  | 1S2H | 2002-02-04 | 1 | Smith | 87 | Rodney St. | H200 (used) | 6 |  | ExHydt 2.0' | West | West | E. Rodney French Blvd. | 345.0'
1-0190 | 234 | 5.25 | 4.5 | 2.5 | 2.5 |  | 1S2H | 2001-01-26 | 1 | Mu. | 85 | Rodney St. | Super Centurion | 6 | H-70 | Gate NxHydt 3.0' | West | West | E. Rodney French Blvd. | 7.5' | North | South | Rodney St. | 7.5'
3-0400 | 760 | 5.25 | 4.5 | 2.5 | 2.5 |  | 1S2H | 2008-06-01 | 1 | Am. Dar | 36 | Rogers St. | B-62-B | 6 | B-77 | gate 3.2' W & 5.0' N | West | West | Rockdale Ave. | 151.2' | North | South | Rogers St. | 6.2'
3-0432 | 938 | 4 | 4.5 | 2.5 | 2.5 |  | 1S2H | 1969-01-01 | 1 | Dar |  | Ruggles St. | B-50-B MJ |  | B-79 |  | West | W | Hathaway Blvd. | 42.3' | North | South | Ruggles St. | 1.5'
2-0106 | 574 | 1 | 4.5 | 2.5 | 2.5 |  | 1S2H | 1979-01-01 | 1 | Mu107 | 78 | Russell St. | #107 MJ |  | G-46 | Pleasant St. gate 5.2' | West | West | Pleasant St. | 4.0' | North | South | Russell St. | 6.6'
2-0166 | 570 | 1 | 4.5 | 2.5 | 2.5 |  | 1S2H | 1979-01-01 | 1 | Mu107 | 74 | Russell St. | #107 |  | F-50 | SW Cor Sixth St. | West | West | Sixth St. | 2.0' | North | South | Russell St. | 7.0'
5-0553 | 1699 | 4 | 4.5 | 2.5 | 2.5 |  | 1S2H | 1970-01-01 | 1 | Dar | 72 | Rutland St. | B-50-B | 6 | J-24 | Gate 10.0' W, 2.0' N | West | West | Conduit St. | 306.0'
2-0295 | 514 | 5.25 | 4.5 | 2.5 | 2.5 |  | 1S2H | 2003-04-03 | 1 | Mu. | 50 | Ryan St. | Super Centurion | 6 | C-54 |  | West | West | Brigham St. | 306.1' | North | South | Ryan St. | 8.7'
1-0017 | 3886 | 5 | 4.5 | 2.5 | 2.5 |  | 1S2H | 1995-01-01 | 1 | Chapman | 75 | Sagamore St. | Post | 6 | E-65 |  | West | West | Hemlock St. | 3.2' | North | South | Sagamore St. | 8.8' | Rubber
1-0019 | 3888 | 5.25 | 4.5 | 2.5 | 2.5 |  | 1S2H | 1998-02-06 | 1 | Am. Dar. |  | Sagamore St. | B-62-B |  | E-65 | Gate 5.0' | West | West | Bolton St. | 14.0'
5-0028 | 2190 | 4.5 | 4.5 | 2.5 | 2.5 |  | 1S2H | 1988-08-09 | 1 | Dar. Am. | 26 | Sassaquin Ave | QF | 6 | K-2 |  | West | West | Acushnet Ave. | 35.5' | North | South | Sassaquin Ave (N) |  | Rubber
5-0043 | 2155 | 4 | 4.5 | 2.5 | 2.5 |  | 2S1H | 1995-01-01 | 1 | Dar | 52 | Sassaquin Ave | post | 6 | K-2 | gate 6.0' | West | East | Morton Ave. | 188.2' | North | South | Sassaquin Ave | 2.0' | Leather
5-0044 | 2154 | 4 | 4.5 | 2.5 | 2.5 |  | 2S1H | 1995-01-01 | 1 | Dar | 48 | Sassaquin Ave | post | 6 | K-2 | gate 6.2' | West |  | Acushnet Ave. | 426.8' | North | South | Sassaquin Ave | 2.3' | Leather
5-0065 | 2238 | 4 | 4.5 | 2.5 | 2.5 |  | 1S2H | 1949-01-01 | 1 | Dar | 51 | Sassaquin Ave | one piece barrel | 6 | K-2 | gate 4.0' N x Ctr Hydt | West | West | Finch St. | 50.0' | South | North | Sassaquin Ave | 5.0' | Leather
4-0083 | 1244 | 4 | 4.5 | 2.5 | 2.5 |  | 1S2H | 1979-01-01 | 1 | Mu107 | 80 | Sawyer St. | MJ |  | J-29 | gate 3.0' | West | West | Acushnet Ave. | 5.2' | North | South | Sawyer St. | 8.7'
4-0198 | 1236 | 5.25 | 4.5 | 2.5 | 2.5 |  | 1S2H | 2010-12-03 | 1 | Am. Dar. | 75 | Sawyer St. | B-62-B | 6 | I-40 | gate NxHydt 9.0' | West | West | Purchase St. | 31.0' | North | South | Sawyer St. | 7.6'
2-0021 | 652 | 1 | 4.5 | 2.5 | 2.5 |  | 1S2H | 1979-01-01 | 1 | Dar Am. | 75 | School St. | MJ |  | G-42 | gate 2.0' | West | West | Purchase St. | 10.8' | North | South | School St. | 5.5'
2-0159 | 648 | 2 | 4.5 | 2.5 | 2.5 |  | 1S2H | 1985-02-13 | 1 | Am Dar | 57 | School St. | QF MJ |  | F-49 | gate 4.7' | West | West | Seventh St. | 3.5' | North | South | School St. | 6.6'
1-0118 | 3516 | 4 | 4.5 | 2.5 | 2.5 |  | 1S2H | 1972-01-01 | 1 | Dar Am. | 88 | Scott St. | B-50-B | 6 | E-68 | gate W 8.0' N 5.0' | West | West | County St. | 480.0' | North | South | Scott St. | 7.5'
2-0082 | 3924 | 4 | 4.5 | 2.5 | 2.5 |  | 1S2H | 1974-01-01 | 1 | APS200 | 85 | Second St. | H200 |  | G-45 | SE Cor Howland St., Gate 2.5' W | West | East | Second St. | 6.0'
1-0253 | 3456 | 4 | 4.5 | 2.5 | 2.5 |  | 1S2H | 1956-01-01 | 1 | Dar | 81 | Seymour St. | B-50-B one piece barrel | 6 | H-71 |  | West | West | Fort St. | 23.5' | North | South | Seymour St. | 13.0' | Leather
1-0254 | 3898 | 4 | 4.5 | 2.5 | 2.5 |  | 1S2H | 1969-01-01 | 1 | Dar | 85 | Seymour St. | B-50-B one piece barrel | 6 | H-71 | MJ Gate 5.0' | West |  | Rod. Fr. Blvd (E) | 314.0' | North | South | Seymour St. | 2.0' | Leather
5-0602 | 1547 | 4 | 4.5 | 2.5 | 2.5 |  | 1S2H | 1977-11-17 | 1 | APS200 | 65 | Shaw St. | H-200 |  | J-25 | gate 3.5' | West | West | Concord St. | 231.0' |  |  |  |  | Rubber
5-0785 | 1523 | 4 | 4.5 | 2.5 | 2.5 |  | 1S2H | 1928-01-01 | 1 | Dar | 58 | Shaw St. | Post | 6 | I-36 |  | West | West | Church St. | 10.0' | North | South | Shaw St. | 7.9' | Leather
5-0787 | 1522 | 4.625 | 4.5 | 2.5 | 2.5 |  | 1S2H | 1988-11-01 | 1 | Smith | 50 | Shaw St. | H200 |  | I-36 | gate Ex Ctr Hydt 4.0' | West |  | Ashley Blvd. | 377.0' | North | South | Shaw St. | 8.3'
5-0788 | 1520 | 4.5 | 4.5 | 2.5 | 2.5 |  | 1S2H | 1990-08-23 | 1 | Am. Dar | 56 | Shaw St. | B-50-B Traffic type | Mech. | I-36 | gate N x Ctr of Hydt 4.0' | West | West | Ashley Blvd. | 5.6' | North | South | Shaw St. | 8.6'
5-0237 | 2043 | 5 | 4.5 | 2.5 | 2.5 |  | 1S2H | 2004-01-01 | 1 | Chapman | 32 | Sheffield St. | post | 6 | K-10 |  | West | West | Acushnet Ave. | 247.0' | North | South | Sheffield St. | 2.0' | Rubber
5-0238 | 2042 | 5 | 4.5 | 2.5 | 2.5 |  | 2S1H | 2004-01-01 | 1 | Chapman | 34 | Sheffield St. | post | 6 | K-10 |  | West | West | Acushnet Ave. | 578.5' | North | South | Sheffield St. | 1.5' | Rubber
5-0239 | 2041 | 5.25 | 4.5 | 2.5 | 2.5 |  | 1S2H | 2005-10-17 | 1 | Mu. | 34 | Sheffield St. | Super Centurion | 6 |  |  | West | West | Bartlett St. | 215.0' | North | South | Sheffield St. | 8.7'
5-0395 | 1899 | 4.5 | 4.5 | 2.5 | 2.5 |  | 1S2H | 2009-07-17 | 1 | Am Dar. | 65 | Shelburne St. | B-50-B | 6 |  | Gate 6.0' Note: this is a used hydt 1980 model | West | West | Acushnet Ave. | 298.0' | North | South | Shelburne St. | 8.0'
2-0181 | 665 | 4.625 | 4.5 | 2.5 | 2.5 |  | 1S2H | 1991-10-24 | 1 | Smith | 43 | Sheldon St. | H200 QB | 6 | B-52 | Gate N x Hydt 6.0' | West | West | Brownell Ave. | 371.0' | North | South | Sheldon St. | 7.8'
2-0182 | 3486 | 5.25 | 4.5 | 2.5 | 2.5 |  | 1S2H | 2011-06-01 | 1 | Am. Dar | 48 | Sheldon St. | B-62-B | 6 | B-52 | gate 3.0' N | West | West | Brownell Ave. | 8.7' | North | South | Sheldon St. | 7.6'
2-0485 | 3939 | 4.625 | 4.5 | 2.5 | 2.5 |  | 1S2H | 1989-06-01 | 1 | Smith | 74 | Sherman St. | H200 | Mech | D-63 |  | West | West | County St. | 316.0' | North | South | Sherman St. | 6.6'
1-0015 | 3884 | 4 | 4.5 | 2.5 | 2.5 |  | 1S2H | 1975-01-01 | 1 | Dar | 75 | Sidney St. | B-50-B | 6 | E-65 |  | West | West | Hemlock St. | 3.8' | North | South | Sidney St. | 8.4' | Rubber
3-0141 | 879 | 5 | 4.5 | 2.5 | 2.5 |  | 1S2H | 2004-01-01 | 1 | Chapman | 52 | Smith St. | Post | 6 | B-51 |  | West |  | Liberty St. | 5.4' | North | South | Smith St. | 8.7' | Rubber
3-0142 | 877 | 5.25 | 4.5 | 2.5 | 2.5 |  | 1S2H | 2006-08-14 | 1 | Mu. | 50 | Smith St. | Super Centurion | 6 | B-51 |  | West | West | park St. | 227.0' | North | South | Smith St. | 6.7'
3-0239 | 2239 | 4 | 4.5 | 2.5 | 2.5 |  | 1S2H | 1975-01-01 | 1 | Dar Am. | 49 | Smith St. | B-50-B | 6 | A-59 | Gate 5.2' | West | West | Chancery St. (S) | 2.0' | North | South | Smith St. | 6.3'
3-0241 | 875 | 5.25 | 4.5 | 2.5 | 2.5 |  | 1S2H | 2005-01-01 | 1 | Am. Dar | 43 | Smith St. | B-62-B | 6 | A-59 | Gate 4.9' | West | West | Cedar St. | 7.5' | North | South | Smith St. | 6.4'
3-0291 | 902 | 4 | 4.5 | 2.5 | 2.5 |  | 1S2H | 1969-01-01 | 1 | Dar | 47 | Smith St. | B-50-B | 6 | D-61 | gate 3.0' | West | West | Chestnut St. | 1.0' | North | South | Smith St. | 8.0'
3-0293 | 898 | 5.25 | 4.5 | 2.5 | 2.5 |  | 1S2H | 2012-03-09 | 1 | Am. Dar | 50 | Smith St. | B-62-B | 6 | D-61 | gate 6.2' | West | West | County St. | 3.0' | North | South | Smith St. | 6.8'
2-0090 | 359 | 5 | 5 | 5 | 2.5 |  | 2S | 1894-01-01 | 1 | Chapman | 85 | South St. | Post | 6 | G-45 |  | West | West | Acushnet Ave. | 7.3' | North | South | South St. | 6.6' | Babbitt
2-0091 | 378 | 5.25 | 4.5 | 2.5 | 2.5 |  | 1S2H | 2008-01-07 | 1 | Mu. | 81 | South St. | Super Centurion | 6 | G-45 |  | West | West | Second St. | 13.6' | North | South | South St. | 6.5'
2-0127 | 381 | 5.25 | 4.5 | 2.5 | 2.5 |  | 1S2H | 2011-10-06 | 1 | Am. Dar |  | South St. | B-50-B | 6 | G-46 | gate 4.7' | West | West | MacArthur Dr. | 183.0' | North | South | South St. | 8.6'
2-0017 | 645 | 1 | 4.5 | 2.5 | 2.5 |  | 1S2H | 1979-01-01 | 1 | Mu107 | 73 | Spring St. | MJ |  | G-42 | gate 6.8', SW Cor Purchase St. | West | West | Purchase St. | 26.1' | North | South | Spring St. | 12.8'
2-0157 | 647 | 4 | 4.5 | 2.5 | 2.5 |  | 1S2H | 1946-01-01 | 1 | Dar | 58 | Spring St. | QB | 6 | F-49 | Gate 1.5' E | West | West | Seventh St. | 6.0' | North | South | Spring St. | 6.9' | Leather
2-0158 | 3928 | 2 | 4.5 | 2.5 | 2.5 |  | 1S2H | 1979-01-01 | 1 | Mu107 | 61 | Spring St. | MJ |  | F-49 | Gate 2.0' E, SW cor Sixth St | West | West | Sixth St. | 12.2' | North | South | Spring St. | 6.5'
2-0152 | 3927 | 4 | 4.5 | 2.5 | 2.5 |  | 1S2H | 1976-12-01 | 1 | APS200 |  | SS Park Place | MJ QB |  | F-49 | gat 2.8' W 8.3' N | West | West | Sixth St. | 313.6' | North | South | Park Place | 12.3' | RV
3-0113 | 894 | 5.25 | 4.5 | 2.5 | 2.5 |  | 1S2H | 1995-09-01 | 1 | Mu. |  | SS Pearl St. | Super Centurion |  |  |  | West | West | Pleasant St | 5.5' | North | South | Pearl St | 6.6'
3-0018 | 1119 | 4 | 4.5 | 2.5 | 2.5 |  | 1S2H | 1976-06-10 | 1 | Mu |  | SS Peniman St. | Mech | 6 | I-40 | SW Cor. Summer St. | West | West | Summer St. (s) | 4.6' | North | South | Penniman St. | 8.8' | BLV
3-0022 | 1130 | 4 | 4.5 | 2.5 | 2.5 |  | 1S2H | 1976-01-03 | 1 | Mu |  | SS Peniman St. | MJ | 6 | I-40 | Gate 3.7' N | West | West | Purchase St. | 18.0' | North | South | Penniman St. | 6.0' | RV
3-0074 | 994 | 6 | 4.5 | 2.5 | 2.5 |  | 1S2H | 1976-11-14 | 1 | APS200 | 80 | SS Pope St. | QB MJ |  | G-41 |  | West | South | Pope St. | 6.6' | North | West | Purchase St. | 3.3' | RV
3-0111 | 991 | 4 | 4.5 | 2.5 | 2.5 |  | 1S2H | 1975-11-19 | 1 | Mu | 58 | SS Pope St. |  | 6 | F-48 |  | West | West | N. Oak St. | 1.5' | North | South | Pope St. | 5.0' | RV
3-0273 | 978 | 4 | 4.5 | 2.5 | 2.5 |  | 1S2H | 1976-06-11 | 1 | Mu | 48 | SS Pope St. | MJ | 6 | D-61 | Gate 5.5' N SW Cor Summer St. | West | West | Summer St. | 5.2' | North | South | Pope St. | 5.7' | RV
3-0274 | 977 | 4 | 4.5 | 2.5 | 2.5 |  | 1S2H | 1976-04-16 | 1 | Mu | 45 | SS Pope St. | MJ | 6 | D-61 | Gate 3.0' N | West | West | County St. | 4.9' | North | South | Pope St. | 6.0' | LV
3-0437 | 1094 | 4 | 4.5 | 2.5 | 2.5 |  | 1S2H | 1971-01-01 | 1 | Dar |  | SS Potter St. | B-50-B | 6 | B-79 | Gate 13.5' | West | West | Hathaway Blvd. | 309.4' | North | South | Potter St. | 2.0' | BLV
3-0438 | 1093 | 4 | 4.5 | 2.5 | 2.5 |  | 1S2H | 1969-01-01 | 1 | Dar |  | SS Potter St. | B-50-B MJ |  | B-79 | Gate 14.0' | West | West | Hathaway Blvd. | 42.3' | North | South | Potter St. | 2.0'
5-0779 | 3673 | 4 | 4.5 | 2.5 | 2.5 |  | 1S2H | 1976-01-20 | 1 | Smith |  | SS Princeton St. | BLV MJ |  | I-36 | gate 6.8' N | West | West | Ashley Blvd. | 449.0' | North | South | Princeton St. | 8.0' | BLV
3-0338 | 1006 | 4 | 4.5 | 2.5 | 2.5 |  | 1S2H | 1971-01-01 | 1 | Dar |  | SS Rebecca St | B-50-B |  | B-75 | Gate 3.5' N | West | West | Anthony Ter. (E) | 130.0' | North | South | Rebecca St. | 8.0'
1-0002 | 333 | 5.25 | 4.5 | 2.5 | 2.5 |  | 1S2H | 1994-11-01 | 1 | Am. Dar. |  | SS Rivet St. |  |  |  | gate 7.5' | West | West | Mulberry St. | 3.7' | North | South | Rivet St. | 4.8'
1-0003 | 332 | 5.25 | 4.5 | 2.5 | 2.5 |  | 1S2H | 1994-11-01 | 1 | Am. Dar. |  | SS Rivet St. |  |  |  | gate 7.0' | West | West | Hemlock St. | 0.9' | North | South | Rivet St. | 5.5'
3-0266 | 967 | 4 | 4.5 | 2.5 | 2.5 |  | 1S2H | 1976-06-12 | 1 | Mu | 43 | SS Robeson St. | MJ | 6 | D-61 | SW Cor Summer St Gate 3.3' N | West | West | Summer St. | 3.3' | North | South | Robeson St. | 7.2' | RV
3-0267 | 969 | 4 | 4.5 | 2.5 | 2.5 |  | 1S2H | 1976-05-20 | 1 | Mu | 49 | SS Robeson St. | MJ | 6 | D-61 | gate 4.1' N, SW Cor County St | West | West | County St. | 3.3' | North | South | Robeson St. | 7.0' | RV
3-0335 | 1709 | 4 | 4.5 | 2.5 | 2.5 |  | 1S2H | 1977-10-03 | 1 | Mu |  | SS Rockway St. |  | 6 | B-75 | Gate 5.3' | West | West | Carriage Dr. | 127.0' | North | South | Rockway St. | 4.6' | Leather
3-0336 | 1019 | 4 | 4.5 | 2.5 | 2.5 |  | 1S2H | 1977-10-03 | 1 | Mu |  | SS Rockway St. |  | 6 | B-75 | Gate 5.3' | West | West | Sherwood St. | 183.0' | West | West | Rockway St. | 4.6' | Leather
2-0022 | 87 | 4 | 4.5 | 2.5 | 2.5 |  | 1S2H | 1969-01-01 | 1 | Dar |  | SS School St. | B-50-B MJ |  | G-42 | Gate 12.8' | West | West | Second St. | 16.8' | North | South | School St. | 6.0'
3-0103 | 965 | 4 | 4.5 | 2.5 | 2.5 |  | 1S2H | 1976-05-10 | 1 | Mu107 |  | SS Studley St. | MJ | 6 | F-48 | SW Cor County St., Gate 5.0' N | West | West | County St. | 8.1' | North | South | Studley St. | 6.1' | RV
2-0516 | 369 | 5.25 | 4.5 | 2.5 | 2.5 |  | 1S2H | 1995-05-01 | 1 | Am. Dar. |  | SS Thompson St. |  |  |  | Gate 7.2' | West | East | Hall St. | 0.8' | North | South | Thompson St. | 5.7'
2-0530 | 370 | 5.25 | 4.5 | 2.5 | 2.5 |  | 1S2H | 1995-05-01 | 1 | Am. Dar. |  | SS Thompson St. |  |  |  | gate 8.8' | West | West | Orchard St. | 1.6' | North | South | Thompson St. | 8.1'
2-0498 | 464 | 5.25 | 4.5 | 2.5 | 2.5 |  | 1S2H | 1995-07-01 | 1 | Am Dar |  | SS Washington St. |  |  |  | gate 7.1' | West | West | County St. | 5.2' | North | South | Washington St. | 5.8'
4-0016 | 1460 | 5.25 | 4.5 | 2.5 | 2.5 |  | 1S2H | 1995-06-01 | 1 | Mu |  | SS Webster Ct. | Super Centurion |  |  | gate 4.9' | West | West | Hope St. | 343.8' | North | South | Webster Ct. | 0.7'
2-0544 | 363 | 5.25 | 4.5 | 2.5 | 2.5 |  | 1S2H | 1994-09-08 | 1 | Am. Dar | 80 | Stanton Ct. | B-62-B | 6 | D-63 | gate N x Ctr of Hydt 5.0' | West | West | Hall St. | 146.6' | North | South | Stanton St. | 3.0'
5-0383 | 1885 | 4.5 | 4.5 | 2.5 | 2.5 |  | 1S2H | 1984-06-18 | 1 | Dar. Am. | 59 | Sterling St. | QB MJ | 6 | K-15 |  | West | West | Acushnet Ave. | 459.0' | North | South | Sterling St. | 6.8'
5-0384 | 1883 | 4 | 4.5 | 2.5 | 2.5 |  | 1S2H | 1920-01-01 | 1 | Dar | 57 | Sterling St. | Post | 6 | K-15 |  | West | West | Acushnet Ave. | 8.9' | North | South | Sterling St. | 6.6' | Leather
5-0291 | 2010 | 4 | 4.5 | 2.5 | 2.5 |  | 1S2H | 1961-01-01 | 1 | Dar | 48 | Stevenson St. | B-50-B | 6 | K-12 |  | West | West | Morton Ave. | 202.0' |  |  |  |  | Leather
5-0301 | 2018 | 4 | 4.5 | 2.5 | 2.5 |  | 1S2H | 1967-01-01 | 1 | Dar |  | Stevenson St. | B-50-B | 6 | K-12 | gate 4.0' | West | West | Essex St. | 15.0' | North | South | Stevenson St. | 8.0' | Leather
1-0072 | 316 | 5.25 | 4.5 | 2.5 | 2.5 |  | 1S2H | 2001-12-03 | 1 | Am. Dar | 64 | Stowell St. | B-62-B | 6 | E-67 | Gate N x Hydt 2.5', ExE Fac Cemetery Wall 6.5' | West | West | Field St. | 210.6' | North | South | Stowell St. | 13.8'
1-0083 | 279 | 4.625 | 4.5 | 2.5 | 2.5 |  | 1S2H | 1989-09-25 | 1 | Smith |  | Stowell St. | H200 |  | E-67 |  | West | West | Dartmouth St. | 6.7' | North | South | Stowell St. | 6.0'
5-0365 | 1896 | 4 | 4.5 | 2.5 | 2.5 |  | 1S2H | 1999-01-01 | 1 | Dar |  | Stratford St. | B-50-B | 6 | K-14 | Gate 6.0' | West | West | Bartlett St. | 14.0' | North | South | Stratford St. | 6.0' | BLV
4-0226 | 1198 | 4.5 | 4.5 | 2.5 | 2.5 |  | 1S2H | 1990-07-17 | 1 | Am. Dar | 35 | Sutton St. | B-50-B Traffic Type | 6 | A-57 | E x E Harvard St. 100.0' | West | West | Highland St. | 538.0' | North | South | Sutton St. | 8.6'
1-0011 | 3903 | 4 | 4.5 | 2.5 | 2.5 |  | 1S2H | 1995-01-01 | 1 | Dar | 78 | Swift St. | Post | 6 | E-65 |  | West | West | Bolton St. | 223.30' | North | South | Swift St. | 8.5' | Leather
3-0119 | 810 | 4 | 4.5 | 2.5 | 2.5 |  | 1S2H | 1919-01-01 | 1 | Dar | 56 | Sycamore St. | Post | 6 | F-49 |  | West | West | Walden St. | 4.4' | North | South | Sycamore | 6.5' | Leather
3-0144 | 72 | 5.25 | 4.5 | 2.5 | 2.5 |  | 1S2H | 2003-01-01 | 1 | Am. Dar | 50 | Sycamore St. | B-62-B | 6 | B-51 |  | West | West | park St. | 269.0' | North | South | Sycamore St. | 11.5'
3-0242 | 70 | 5.25 | 4.5 | 2.5 | 2.5 |  | 1S2H | 2003-01-01 | 1 | Am. Dar |  | Sycamore St. | B-62-B | 6 | A-59 |  | West | West | Chancery St. | 4.5' | North | South | Sycamore St. | 7.1'
3-0244 | 69 | 5 | 4.5 | 2.5 | 2.5 |  | 1S2H | 2004-05-17 | 1 | Am. Dar | 46 | Sycamore St. | QB MJ | 6 | A-59 | gate 2.4' | West | West | Cedar St. | 9.0' | North | South | Sycamore St. | 6.0'
3-0294 | 74 | 4 | 4.5 | 2.5 | 2.5 |  | 1S2H | 2003-01-01 | 1 | Dar | 52 | Sycamore St. | Post | 6 | D-61 | gate 6.0' | West | West | Summer St. | 4.0' | North | South | Sycamore St. | 6.0' | Leather
3-0296 | 807 | 1 | 4.5 | 2.5 | 2.5 |  | 1S2H | 1918-01-01 | 1 | Dar | 45 | Sycamore St. | Post | 6 | D-61 |  | West | West | Chestnut St. | 2.1' | North | South | Sycamore St. | 6.5' | Leather
3-0298 | 809 | 4 | 4.5 | 2.5 | 2.5 |  | 1S2H | 1968-01-01 | 1 | Dar | 53 | Sycamore St. | B-50-B | 6 | D-61 | gate 5.2'N | West | West | County St. | 10.0' | North | South | Sycamore St. | 6.0' | BLV
3-0467 | 71 | 4.5 | 4.5 | 2.5 | 2.5 |  | 1S2H | 1990-03-09 | 1 | Am. Dar | 51 | Sycamore St. | B-62-B | Mech | B-51 |  | West | West | Sycamore St. | 2.6' | North | South | Sycamore St. | 9.0'
5-0620 | 1634 | 4 | 4.5 | 2.5 | 2.5 |  | 1S2H | 1923-01-01 | 1 | Dar | 72 | Sylvia St. | Post | 6 | J-26 | WxW Belleville Ave. | West |  | Brightman St. | 115.0' | North | South | Sylvia St. | 8.8' | Leather
5-0622 | 1627 | 4 | 4.5 | 2.5 | 2.5 |  | 1S2H | 1927-01-01 | 1 | Dar | 73 | Sylvia St. |  | 6 | J-26 |  | West |  | River Rd. | 348.6' | North | South | Sylvia St. | 7.8' | Leather
5-0623 | 1628 | 5 | 4.5 | 5 | 2.5 |  | 2S1H | 1912-01-01 | 1 | Chapman | 73 | Sylvia St. | Post | 6 | J-26 |  | West | West | River Rd. | 3.1' | North | South | Sylvia St. | 8.5' | Rubber
2-0299 | 535 | 5.25 | 4.5 | 2.5 | 2.5 |  | 2S1H | 1993-11-05 | 1 | Mu. | 58 | Taber St. | Super Centurion 200 | 6 | C-54 | Gate N x Ctr of Hydt 7.5' | West | West | Page St. | 9.1' | North | South | Taber St. | 8.7'
5-0329 | 3725 | 4.5 | 4.5 | 2.5 | 2.5 |  | 1S2H | 1986-12-05 | 1 | Am Dar. |  | Tacoma St. | B-50-B | 6 | K-13 |  | West | West | Wildwood Rd. | 322.0' | North | South | Tacoma St. | 7.0'
5-0331 | 1962 | 5 | 4.5 | 2.5 | 2.5 |  | 1S2H | 1996-05-15 | 1 | Am. Dar | 53 | Tacoma St. | B-62-B | 6 | K-13 |  | West | West | Ashley Blvd. | 713.0' | North | South | Tacoma St. | 8.5'
4-0075 | 1252 | 4 | 4.5 | 2.5 | 2.5 |  | 1S2H | 1947-01-01 | 1 | Dar | 65 | Tallman St. | post | 6 | J-29 | gate 6.9' | West | West | Front St. | 6.0' | North | South | Tallman St. | 8.9'
4-0076 | 1254 | 4 | 4.5 | 2.5 | 2.5 |  | 1S2H | 1925-01-01 | 1 | Dar | 65 | Tallman St. | post | 6 | J-29 | gate 7.3' | West | West | Belleville Ave. | 233.5' | North | South | Tallman St. | 8.4'
4-0077 | 1255 | 4 | 4.5 | 2.5 | 2.5 |  | 1S2H | 1978-01-01 | 1 | Mu107 | 73 | Tallman St. | MJ | 6 | J-29 |  | West | West | Belleville Ave. | 1.5' | North | South | Tallman St. | 9.0'
4-0162 | 1241 | 4.625 | 4.5 | 2.5 | 2.5 |  | 1S2H | 1989-11-18 | 1 | Smith | 71 | Tallman St. | H200 Qb |  | I-38 | SW cor Ashley Blvd. | West | West | Ashley Blvd. | 5.3' | North | South | Tallman St. | 8.9'
5-0485 | 1748 | 5 | 4.5 | 2.5 | 2.5 |  | 2S1H | 1994-01-01 | 1 | Chapman | 53 | Tarkiln Hill Rd. | Post | 6 | K-18 | 6" gate in front 6.5' Reset 1938 N x S.l. Tark Hill Rd. 10.6' | West | West | King's Hwy | 48.6' | North | South | Tarkiln Hill Rd. |  | Rubber
5-0486 | 1747 | 4 | 4.5 | 2.5 | 2.5 |  | 1S2H | 1965-01-01 | 1 | Dar | 51 | Tarkiln Hill Rd. | B-50-B | 6 | K-18 | 6" gate in front 3.5' | West | West | King's Hwy | 473.5' | North | South | Tarkiln Hill Rd. | 9.7' | BLV
5-0491 | 1746 | 5 | 4.5 | 2.5 | 2.5 |  | 1S2H | 1971-01-01 | 1 | Mu107 |  | Tarkiln Hill Rd. | MJ | 6 | K-18 | W x Rt 140 110.0' Gate 29.0' | West | West | Dana St. | 478.4' | South | North | Tarkiln Hill Rd. | 2.0' | BLV
5-0540 | 1665 | 4 | 4.5 | 2.5 | 2.5 |  | 1S2H | 1927-01-01 | 1 | Dar | 69 | Tarkiln Hill Rd. | Post | 6 | J-24 | Gate NxHydt | West |  | Felton St. | 268.8' | North | South | Tarkiln Hill Rd. | 8.8' | Leather
5-0551 | 1692 | 5.25 | 4.5 | 2.5 | 2.5 |  | 1S2H | 1993-03-08 | 1 | Mu. | 66 | Tarkiln Hill Rd. | Super Centurion | 6 | J-24 | gate 2.9' N x hydt | West | West | Conduit St. | 173.0' | North | South | Tarkiln Hill Rd. | 13.6'
5-0561 | 1693 | 5 | 5 | 5 | 2.5 |  | 2S1H | 1910-01-01 | 1 | Chapman | 75 | Tarkiln Hill Rd. | Post | 6 | J-24 | Gate 3.2' | West | West | Acushnet Ave. | 458.5' | North | South | Tarkiln Hill Rd. | 12.5' | Rubber
5-0739 | 1772 | 5.25 | 4.5 | 2.5 | 2.5 |  | 1S2H | 1996-02-08 | 1 | Am. Dar | 52 | Tarkiln Hill Rd. | B-62-B | 6 | I-35 | 6" gate in front 2.5' | West | South | Park Ave. | 34.7' | North | South | Tarkiln Hill Rd. | 10.8'
5-0512 | 1686 | 4 | 4.5 | 2.5 | 2.5 |  | 2S1H | 1979-01-01 | 1 | Mu | 77 | Tarkiln Rd. | Post | 6 | J-23 | gate 6.0' | West | West | Belleville Ave. | 8.3' | North | South | Tarkiln Hill Rd. | 7.7' | Rubber
5-0114 | 2174 | 5.25 | 4.5 | 2.5 | 2.5 |  | 1S2H | 2010-01-07 | 1 | Am. Dar. | 52 | Theo Rice Blvd. | B-62-B | 6 | K-5 | gate N x Ctr Hydt 2.6' | West | West | Phillips Rd. | 660.0' | South | South | Edge Pavement | 4.1'
5-0115 | 2173 | 5.25 | 4.5 | 2.5 | 2.5 |  | 1S2H | 2010-03-04 | 1 | Am. Dar. | 54 | Theo Rice Blvd. | B-62-B | 6 | K-5 | Gate NxCtr Hydt 2.3' | West | West | Phillips Rd. | 356.0' | South | South | Edge Pavement | 4.1'
2-0517 | 3748 | 3 | 4.5 | 2.5 | 2.5 |  | 1S2H | 1988-02-24 | 1 | Smith |  | Thompson St, | H200 QB | 6 | D-64 | Note: work done during Ch. 90 project in 1975; no record of any reports made | West | West | County St. | 24.5' | North | South | Thompson St. | 4.0'
2-0528 | 3752 | 5 | 4.5 | 2.5 | 2.5 |  | 2S1H | 1995-01-01 | 1 | Chapman | 79 | Thompson St, | Post | 6 | E-65 |  | West | West | Hemlock St. | 3.2' | North | South | Thompson St. | 9.5' | Babbitt
2-0529 | 3753 | 5 | 4.5 | 2.5 | 2.5 |  | 2S1H | 1995-01-01 | 1 | Chapman | 79 | Thompson St, | Post | 6 | E-65 |  | West | West | Bolton St. | 8.4' | North | South | Thompson St. | 8.9' | Babbitt
5-0014 | 2206 | 5.25 | 4.5 | 2.5 | 2.5 |  | 1S2H | 2007-04-05 | 1 | Mu. | 28 | Throndike St. | super centurion | 6 | K-1 |  | West | West | Upland St. | 80.0' | North | South | Throndike St. | 9.0'
4-0001 | 1403 | 4 | 4.5 | 2.5 | 2.5 |  | 1S2H | 1919-01-01 | 1 | Dar | 63 | Tinkham St. | post | 6 | J-26 | gate 5.2' | West | West | Acushnet Ave. | 9.7' | North | South | Tinkham St. | 8.3' | Leather
4-0128 | 1392 | 4.5 | 4.5 | 4 | 2.5 |  | 1S2H | 1991-02-14 | 1 | Am Dar | 60 | Tinkham St. | B-50-B |  | I-37 |  | West | West | Brook St. | 3.4' | North | South | Tinkham St. | 8.5'
4-0129 | 1399 | 4.5 | 4.5 | 2.5 | 2.5 |  | 1S2H | 1990-01-24 | 1 | Am Dar | 59 | Tinkham St. | B-50-B |  | I-37 | E x Gate 8.0' | West | West | Ashley Blvd. | 312.0' | North | South | Tinkham St. | 8.0'
4-0130 | 1400 | 5 | 5 | 5 | 2.5 |  | 2S1H | 1909-01-01 | 1 | Chapman | 56 | Tinkham St. | post | 6 | I-37 |  | West | West | Ashley Blvd. | 2.8' | North | South | Tinkham St. | 8.5' | Rubber
5-0038 | 2163 | 5.25 | 4.5 | 2.5 | 2.5 |  | 1S2H | 2010-12-22 | 1 | Am. Dar | 49 | Tobey St. | B-62-B | 6 | K-2 |  | West | West | Morton Ave. | 501.7' | North | South | Tobey St. | 7.0'
5-0039 | 2149 | 4 | 4.5 | 2.5 | 2.5 |  | 1S2H | 1995-01-01 | 1 | Dar | 39 | Tobey St. |  | 6 | K-2 | Gate 6.0' P137A | West | West | Acushnet Ave. | 204.5' | North | South | Tobey St. | 2.9' | Leather
4-0232 | 1201 | 5 | 5 | 5 | 2.5 |  | 2S1H | 1913-01-01 | 1 | Chapman | 34 | Topham St. | Post | 6 | A-57 |  | West | West | Highland St. | 297.7' | North | South | Topham St. | 8.0' | Rubber
4-0229 | 1202 | 4 | 4.5 | 2.5 | 2.5 |  | 1S2H | 1971-01-01 | 1 | Dar |  | Townsend St. | B-50-B | 6 | A-57 | gate 6.0' N | West | West | Highland St. | 49.5' | North | South | Townsend St. | 8.0' | BLV
4-0277 | 1185 | 4 | 4.5 | 2.5 | 2.5 |  | 1S2H | 1973-01-01 | 1 | APS200 |  | Townsend St. | H-200 |  | B-78 | gate 4.0' | West | West | Mansfield St. | 119.0' | North | South | Townsend St. | 9.0'
3-0196 | 1066 | 4 | 4.5 | 2.5 | 2.5 |  | 1S2H | 1978-01-01 | 1 | Dar | 42 | Trinity St. | Post | 6 | A-58 |  | West | West | Cedar St. | 4.4' | North | South | Trinity St. | 6.3' | Leather
5-0521 | 4072 | 4 | 4.5 | 2.5 | 2.5 |  | 1S2H | 1977-01-01 | 1 | Mu | 78 | Truro St. | MJ | 6 | J-23 | gate 6.0' | West | West | River Rd. | 17.0' | North | South | Truro St. | 15.2'
2-0014 | 75 | 5 | 4.5 | 2.5 | 2.5 |  | 1S2H | 1987-01-01 | 1 | Chapman | 77 | Union St. | post | 6 | G-42 | 6" gate in front N from C of hydt 2.7' | West | West | Acushnet Ave. | 5.5' | North | South | Union St. | 8.7' | Babbitt
2-0015 | 77 | 4 | 4.5 | 2.5 | 2.5 |  | 1S2H | 1969-01-01 | 1 | Dar |  | Union St. | B-50-B | 6 | G-42 | gate 21.3' | West | West | Second St. | 23.6' | North | South | Union St. | 6.0'
2-0039 | 79 | 4 | 4.5 | 2.5 | 2.5 |  | 1S2H | 1969-01-01 | 1 | Dar |  | Union St. | B-50-B |  | G-43 | gate 23.6' | West | West | Water St. | 46.6' | North | South | Union St. | 5.0'
2-0040 | 80 | 5.25 | 4.5 | 2.5 | 2.5 |  | 1S2H | 2006-01-04 | 1 | Mu. | 90 | Union St. | Super Centurion | 6 | G-43 | gate N x Ctr Hydt 12.2' | West | West | Front St. | 1.0' | North | South | Union St. | 8.5'
2-0244 | 26 | 4.5 | 4.5 | 2.5 | 2.5 |  | 1S2H | 1991-01-14 | 1 | Am Dar |  | Union St. | B-50-B |  | C-54 | gate 4.6' N | West | West | Tremont St. | 4.4' | North | South | Union St. | 8.7'
2-0389 | 626 | 6 | 4.5 | 2.5 | 2.5 |  | 1S2H | 1982-04-28 | 1 | Am Dar |  | Union St. | B-50-B QF |  | A-60 |  | West | West | Chancery St. | 3.4' | North | South | Union St. | 8.7'
2-0431 | 622 | 4 | 4.5 | 2.5 | 2.5 |  | 1S2H | 1970-01-01 | 1 | Dar |  | Union St. | B-50-B |  | D-62 | gate 7.3' | West | West | Cottage St. | 20.1' | North | South | Union St. | 5.4'
2-0432 | 642 | 4 | 4.5 | 2.5 | 2.5 |  | 1S2H (poured) | 1977-01-01 | 1 | Dar | 51 | Union St. | B-50-B |  | D-62 | gate E 15.4' N 3.9' | West | West | County St. | 20.0' | North | South | Union St. | 8.6'
4-0260 | 1289 | 4 | 4.5 | 2.5 | 2.5 |  | 1S2H | 1966-01-01 | 1 | Dar |  | Upton St. | B-50-B | 6 | B-78 | gate 7.3' | West | West | Shirley St. | 96.0' | North | South | Upton St. | 7.0' | Leather
4-0261 | 1291 | 5 | 4.5 | 2.5 | 2.5 |  | 1S2H | 2014-10-14 | 1 | Am-Darl | 38 | Upton St. | B-62-B | 6 | B-78 | Temp Main Gate used as Hydt gate 10.5 NE, WxW curb of Shawmut Ave. 25.0' | West | West | Shawmut Ave. | 5.0' | North | South | Upton St. | 9
1-0279 | 193 | 4 | 4.5 | 2.5 | 2.5 |  | 1S2H | 1950-01-01 | 1 | Dar | 75 | Valentine St. | post | 6 | H-73 |  | West | West | Brock Ave. | 625.4' | North | South | Valentine St. | 9.8' | Leather
1-0280 | 201 | 4 | 4.5 | 2.5 | 2.5 |  | 1S2H | 1921-01-01 | 1 | Dar | 70 | Valentine St. | post | 6 | H-73 |  | West | West | Brock Ave. | 6.0' | North | South | Valentine St. | 8.5' | Leather
5-0200 | 2111 | 4 | 4.5 | 2.5 | 2.5 |  | 1S2H | 1965-01-01 | 1 | Dar | 42 | Valley Rd. | B-50-B | 6 | K-8 | gate 5.0' Ex Hillcrest Rd. 120.0' | West | West | Pine Hill Dr. | 321.2' | North | South | Valley Rd. | 7.0' | Leather
4-0179 | 1314 | 5.25 | 4.5 | 2.5 | 2.5 |  | 1S2H | 2010-02-04 | 1 | Am. Dar | 55 | Van Buren St. | B-62-B | 6 | I-39 |  | West | West | Myrtle St. | 43.8' | North | South | Van Buren St. | 13.0'
5-0324 | 1955 | 4.5 | 4.5 | 2.5 | 2.5 |  | 1S2H | 2012-11-17 | 1 | Am. Dar | 51 | Victoria St. | B-26-B | 6 | K-13 |  | West | West | Wildwood Rd. | 266.0' | North | South | Victoria St. | 8.2'
5-0325 | 1953 | 4 | 4.5 | 2.5 | 2.5 |  | 1S2H | 1929-01-01 | 1 | Dar | 50 | Victoria St. | Post | 6 | K-13 | p13B | West | West | Ashley Blvd. | 800.9' | North | South | Victoria St. | 8.4' | Leather
5-0326 | 1954 | 4.625 | 4.5 | 2.5 | 2.5 |  | 1S2H | 1989-04-14 | 1 | Smith | 52 | Victoria St. | H200 QB |  | K-13 | SS W x Ashley blvd, Gate N x Hydt 12.0', Note: Hydt relocated 10/11/2006 | West | West | Ashley Blvd | 338.5' | North | South | Victoria St. | 12.0'
5-0327 | 1956 | 5.25 | 4.5 | 2.5 | 2.5 |  | 1S2H | 1998-09-01 | 1 | Mu. | 50 | Victoria St. | Super Centurion | 6 | K-13 |  | West | West | Ashley Blvd. | 13.0' | North | South | Victoria St. | 8.5'
2-0024 | 94 | 4 | 4.5 | 2.5 | 2.5 |  | 1S2H | 1972-01-01 | 1 | Dar Am. | 79 | Walnut St. | B-50-B | 6 | G-42 | Gate 5.2' | West | West | Purchase St. | 12.0' | North | South | Walnut St. | 7.5'
2-0025 | 93 | 4 | 4.5 | 2.5 | 2.5 |  | 1S2H | 1969-01-01 | 1 | Dar |  | Walnut St. | B-50-B |  | G-42 | no gate-elect. Duct. | West | West | Acushnet Ave. | 18.6' | North | South | Walnut St. | 6.0'
2-0026 | 92 | 4 | 4.5 | 2.5 | 2.5 |  | 1S2H | 1968-01-01 | 1 | Dar |  | Walnut St. | B-50-B MJ |  | G-42 | Gate 14.2' | West | West | Second St. | 20.0' | North | South | Walnut St. | 6.0'
2-0161 | 654 | 1 | 4.5 | 2.5 | 2.5 |  | 1S2H | 1979-01-01 | 1 | Mu107 | 61 | Walnut St. | MJ |  | F-49 | SW cor Seventh, Gate 6.0' | West | West | Seventh St. | 1.0' | North | South | Walnut St. | 6.8'
3-0060 | 3403 | 1 | 4.5 | 2.5 | 2.5 |  | 1S2H | 1969-01-01 | 1 | Mu107 |  | Wamsutta St. | #107 |  | G-41 | E x Acushnet Ave 280.0', Gate 26.0' | West | West | No. Front St. | 564.5' | South | North | Wamsutta St. | 51.0'
3-0061 | 1161 | 1 | 4.5 | 2.5 | 2.5 |  | 1S2H | 1969-01-01 | 1 | Mu107 |  | Wamsutta St. | #107 |  | G-41 | gate 33.9' | West | West | No. Front St. | 177.0' | South | North | Wamsutta St. | 51.0'
1-0258 | 3491 | 5.25 | 4.5 | 2.5 | 2.5 |  | 1S2H | 2005-12-20 | 1 | Mu. | 77 | Warren St. | Super Centurion | 6 |  |  | West | West | Brock Ave. | 13.2' | North | South | Warren St. | 9
3-0006 | 1154 | 4 | 4.5 | 2.5 | 2.5 |  | 1S2H | 1977-01-01 | 1 | Mu |  | Washburn St. | MJ | 6 | J-30 | gate 2.1' | West | West | Belleville Ave. | 145.0' |  |  |  |  | BRV
2-0495 | 352 | 5.25 | 4.5 | 2.5 | 2.5 |  | 1S2H | 1994-04-06 | 1 | Mu. | 75 | Washington St. | Super Centurion | 6 | D-63 | gate N x Ctr of Hydt 4.4' | West | West | Orchard St. | 102.0' | North | South | Washington St. | 6.2'
2-0497 | 456 | 1 | 4.5 | 2.5 | 2.5 |  | 1S2H | 1982-09-30 | 1 | Dar Am. | 80 | Washington St. | QB MJ |  | D-63 | gate 2.5' | West | West | Crapo St. | 11.6' | North | South | Washington St. | 6.6'
5-0209 | 2037 | 2 | 4.5 | 2.5 | 2.5 |  | 1S2H | 1981-01-01 | 1 | Dar Am. |  | Welby Rd. | QF MJ |  |  | gate ? Private property at this time | West | West | Doreen St. | 145.0'
3-0042 | 3754 | 4 | 4.5 | 2.5 | 2.5 |  | 1S2H | 1976-06-10 | 1 | Mu | 78 | Weld St. | MJ | 6 | G-41 | SW cor Purchase St., Gate 12.4' | West | West | Purchase St. | 18.7' | North | South | Weld St. | 6.7' | RV
2-0555 | 4087 | 5.25 | 4.5 | 2.5 | 2.5 |  | 1S2H | 2009-07-30 | 1 | Am. Dar |  | West Morgan St. | B-62-B | 6 |  | gate NE x hydt. 5.0' | West | West | Florence St. | 140.0' | North | South | West Morgan St. | 9.0'
2-0337 | 407 | 4 | 4.5 | 2.5 | 2.5 |  | 1S2H | 1953-01-01 | 1 | Dar | 51 | Westbrook St. | B-50-B one piece barrel | 6 |  |  | West | West | Rockdale Ave. | 460.0' | North | South | Westbrook St. | 8.9' | Leather
2-0338 | 409 | 4 | 4.5 | 2.5 | 2.5 |  | 1S2H | 1935-01-01 | 1 | Dar | 54 | Westbrook St. | post | 6 | C-55 |  | West |  | Rockdale Ave. | 4.3' | North | South | Westbrook St. | 8.2' | Leather
5-0091 | 3973 | 4 | 4.5 | 2.5 | 2.5 |  | 1S2H | 1964-01-01 | 1 | Dar | 44 | Westgate St. | B-50-B | 6 | K-3 | gate 7.5' | West | West | Barnard St. | 588.0' | North | South | Westgate St. | 8.0' | Leather
5-0723 | 1728 | 4 | 4.5 | 2.5 | 2.5 |  | 1S2H | 2002-01-01 | 1 | Dar | 54 | Whitelock St. | B-50-B | 6 | I-34 | gate 8.0' | West | West | Mt. Pleasant St. | 531.5' | North | South | Whitelock St. | 8.0' | Leather
5-0724 | 1729 | 5.25 | 4.5 | 2.5 | 2.5 |  | 1S2H | 2009-03-06 | 1 | Am. Dar | 50 | Whitelock St. | B-62-B | 6 |  |  | West | West | Mt. Pleasant St. | 6.0' | North | South | Whitelock St. | 8.0'
5-0670 | 1470 | 5 | 5 | 5 | 2.5 |  | 2S1H | 1913-09-08 | 1 | Chapman | 60 | Whitman St. | B. Rub. | 6 | J-26 |  | West | West | Acushnet Ave. | 4.0' | North | South | Whitman St. | 8.7'
5-0682 | 1453 | 5 | 5 | 5 | 2.5 |  | 2S1H | 1919-01-01 | 1 | Chapman | 70 | Whitman St. | Post | 6 | J-28 |  | West |  | Hope St. | 4.4' | North | South | Whitman St. | 8.3' | Rubber
5-0818 | 1514 | 5 | 4.5 | 5 | 2.5 |  | 2S1H | 1913-01-01 | 1 | Chapman | 60 | Whitman St. | post | 6 | I-37 |  | West | West | Ashley Blvd. | 323.3' | North | South | Whitman St. | 8.3' | Rubber
5-0819 | 1515 | 2 | 4.5 | 2.5 | 2.5 |  | 1S2H | 1984-08-02 | 1 | Dar | 60 | Whitman St. | QB MJ |  | I-37 |  | West | West | Ashley Blvd. | 4.8' | North | South | Whitman St. | 8.2'
3-0328 | 1084 | 4 | 4.5 | 2.5 | 2.5 |  | 1S2H | 1941-01-01 | 1 | Dar | 40 | Wilbur St. |  | 6 | B-75 | p.80 | West | West | Rockdale Ave. | 434.0' | North | South | Wilbur St. | 9.2' | Leather
3-0469 | 3842 | 5.25 | 4.5 | 2.5 | 2.5 |  | 1S2H | 2001-09-10 | 1 | Mu. |  | Wilbur St. | Super Centurion |  |  | gate Nx Hydt 7.0' | West | West | Rockdale Ave. | 628.6' | North | South | Wilbur St. | 10.3'
1-0276 | 194 | 5.25 | 4.5 | 2.5 | 2.5 |  | 1S2H | 1997-01-23 | 1 | Am. Dar | 76 | Willard St. | B-62-B | 6 | H-73 |  | West | West | Brock Ave. | 560.1' | North | South | Willard St. | 8.5'
2-0009 | 724 | 4 | 4.5 | 2.5 | 2.5 |  | 1S2H | 1969-01-01 | 1 | Dar | 70 | William St. | B-50-B | 6 | G-42 | gate 5.5' | West | West | Purchase St. | 6.0' | North | North | William St. | 7.5'
2-0011 | 739 | 4 | 4.5 | 2.5 | 2.5 |  | 1S2H | 1976-01-01 | 1 | Mu | 77 | William St. |  | 6 | G-42 | gate N 4.5' | West | West | Second St. | 2.0' | North | South | William St. | 6.6' | Rubber
2-0150 | 718 | 4 | 4.5 | 2.5 | 2.5 |  | 1S2H | 1974-01-01 | 1 | Smith |  | William St. | H200 QB MJ |  | F-49 | gate 6.2' N | West | West | Sixth St. | 19.0' | North | South | William St. | 7.8' | RV
3-0084 | 913 | 4 | 4.5 | 2.5 | 2.5 |  | 1S2H | 1956-01-01 | 1 | Dar | 77 | Willis St. | one piece barrel | 6 | G-41 | gate 4.0' | West | West | Purchase St. | 6.6' | North | South | Willis St. | 6.4' | Leather
3-0115 | 891 | 4 | 4.5 | 2.5 | 2.5 |  | 1S2H | 1969-01-01 | 1 | Dar | 59 | Willis St. | B-50-B | 6 | F-48 |  | West | West | State St. | 2.8' | North | South | Willis St. | 6.8'
3-0234 | 869 | 4 | 4.5 | 2.5 | 2.5 |  | 1S2H | 1969-01-01 | 1 | Dar | 42 | Willis St. | B-50-B | 6 | A-59 | gate 4.9' N 3.1' W | West | West | Cedar St. | 195.0' | North | South | Willis St. | 7.5'
3-0281 | 884 | 4 | 4.5 | 2.5 | 2.5 |  | 1S2H | 1907-01-01 | 1 | Dar | 46 | Willis St. | Post | 6 | D-61 | gate 5.4' | West | West | Cottage St. | 2.0' | North | South | Willis St. | 7.0' | Leather
3-0284 | 3484 | 5.25 | 4.5 | 2.5 | 2.5 |  | 1S2H | 2007-12-05 | 1 | Mu. | 54 | Willis St. | Super Centurion | 6 | D-61 | gate 6.7' | West | West | County St. | 2.2' | North | South | Willis St. | 7.2'
3-0207 | 960 | 3 | 4.5 | 2.5 | 2.5 |  | 1S2H | 1982-07-16 | 1 | APS200 | 43 | Willow St. | H200 QB MJ |  | A-58 | gate 4.5' | West | West | Cedar St. | 224.5' | North | South | Willow St. | 7.0'
3-0208 | 961 | 4 | 4.5 | 2.5 | 2.5 |  | 1S2H | 1964-01-01 | 1 | Dar | 43 | Willow St. | B-50-B | 4 | A-58 | gate 6.8' | West | West | Cottage St. | 2.2' | North | South | Willow St. | 9.2' | Leather
4-0267 | 1178 | 4 | 4.5 | 2.5 | 2.5 |  | 1S2H | 1956-01-01 | 1 | Dar | 52 | Wilson St. | one piece barrel | 6 | B-78 | gate 6.3' N x Ctr Hydt | West |  | Ayer St. | 259.0' |  |  |  |  | Leather
4-0268 | 1295 | 4 | 4.5 | 2.5 | 2.5 |  | 1S2H | 1954-01-01 | 1 | Dar | 30 | Wilson St. | B-50-B one piece barrel | 6 | B-78 | gate 8.0' N x Ctr Hydt | West | West | Shirley St. | 31.5' | North | South | Wilson St. | 3.9' | LV
4-0269 | 1294 | 5.25 | 4.5 | 2.5 | 2.5 |  | 1S2H | 1995-01-18 | 1 | Dar | 38 | Wilson St. | B-62-B | 6 | B-78 | gate N x Ctr of Hydt 7.4' | West | West | Shawmut Ave. | 10.0' | North | South | Wilson St. | 8.0'
2-0111 | 465 | 4 | 4.5 | 2.5 | 2.5 |  | 1S2H | 1978-01-01 | 1 | Dar Am. | 85 | Wing St. | B-50-B |  | G-46 |  | West | West | Purchase St. | 2.1' | North | South | Wing St. | 6.8' | BLV
2-0167 | 447 | 4 | 4.5 | 2.5 | 2.5 |  | 1S2H | 1962-01-01 | 1 | Dar | 83 | Wing St. | B-50-B | 6 | F-50 | gate 2.8' N x Ctr Hydt | West | West | Sixth St. | 5.5' | North | South | Wing St. | 7.1' | Leather
1-0099 | 3538 | 5 | 5 | 5 |  |  | 2S | 1888-01-01 | 1 | Chapman | 84 | Winsor St. | post | 6 | E-68 |  | West | West | County St. | 454.2' | North | South | Winsor St. | 8.6' | Babbitt
1-0100 | 3539 | 1 | 4.5 | 2.5 | 2.5 |  | 1S2H | 1985-10-16 | 1 | Dar | 80 | Winsor St. | B-50-B QF |  | E-68 | gate 2.3' | West | West | County St. | 5.5' | North | South | Winsor St. | 8.8'
5-0865 | 3438 | 5.25 | 4.5 | 2.5 | 2.5 |  | 1S2H | 2005-07-20 | 1 | Mu. |  | Winston St. | Super Centurion | 6 |  | W x GV 18.0' | West | West | Bartlett St. | 75.0' | North | South |  | 5.5'
2-0341 | 303 | 4 | 4.5 | 2.5 | 2.5 |  | 1S2H | 1920-01-01 | 1 | Dar | 55 | Winterville Rd. | Post | 6 | C-55 |  | West | West | Rockdale Ave. | 800.0' | North | South | Winterville Rd. | 8.3' | Leather
2-0342 | 304 | 4 | 4.5 | 2.5 | 2.5 |  | 1S2H | 1924-01-01 | 1 | Dar | 56 | Winterville Rd. | Post | 6 | C-55 |  | West | West | Rockdale Ave. | 401.0' | North | South | Winterville Rd. | 10.5' | Leather
2-0344 | 305 | 4.5 | 4.5 | 2.5 | 2.5 |  | 1S2H | 1988-02-05 | 1 | Am Dar | 53 | Winterville Rd. | QF | 6 | C-55 | SW cor Rockdale Ave | West | West | Rockdale Ave. | 5.7' | North | South | Winterville Rd. | 8.5'
5-0571 | 1659 | 4.5 | 4.5 | 2.5 | 2.5 |  | 1S2H | 1983-10-01 | 1 | Dar Am. |  | Wood St. | QB MJ | 6 | J-25 | SW cor Moynan St., gate 1.6' | West | West | Moynan St. | 3.0' | North | South | Wood St. | 8.4'
5-0572 | 1658 | 5.25 | 4.5 | 2.5 | 2.5 |  | 1S2H | 1998-04-17 | 1 | Am. Dar | 71 | Wood St. | B-62-B | 6 | J-25 | gate 3.8' | West | West | Waldo St. | 22.0' | North | South | Wood St. | 8.7'
5-0573 | 1648 | 5.25 | 4.5 | 2.5 | 2.5 |  | 1S2H | 1998-04-17 | 1 | Am. Dar | 70 | Wood St. | B-62-B | 6 | J-25 |  | West | West | Felton St. | 33.0' | North | South | Wood St. | 8.2'
5-0574 | 1649 | 5.25 | 4.5 | 2.5 | 2.5 |  | 1S2H | 1998-04-17 | 1 | Am. Dar | 70 | Wood St. | B-62-B | 6 | J-25 | gate 2.0' | West | West | Edna St. | 4.0' | North | South | Wood St. | 8.3'
5-0617 | 1625 | 5.25 | 4.5 | 2.5 | 2.5 |  | 1S2H | 1998-04-17 | 1 | Am. Dar | 73 | Wood St. | B-62-B | 6 | J-26 | gate 3.4' | West | West | Brightman St. | 3.6' | North | South | Wood St. | 8.2'
5-0618 | 1629 | 4 | 4.5 | 2.5 | 2.5 |  | 1S2H | 1978-01-01 | 1 | APS200 | 68 | Wood St. | MJ |  | J-26 |  | West | West | River Rd. | 291.0'
5-0745 | 1602 | 5.25 | 4.5 | 2.5 | 2.5 |  | 1S2H | 1998-04-17 | 1 | Am. Dar | 44 | Wood St. | B-62-B | 6 | J-25 | gate 5.0' | West | West | Maywood St. | 22.0' | North | South | Wood St. | 9.0'
1-0269 | 3742 | 5.25 | 4.5 | 2.5 | 2.5 |  | 1S2H | 2000-03-24 | 1 | Mu. | 79 | Woodlawn St. | Super Centurion | 6 | H-73 |  | West | West | Freeman St. | 34.0' | North | South | Woodlawn St. | 6.7'
2-0137 | 389 | 4 | 4.5 | 2.5 | 2.5 |  | 1S2H | 1978-04-07 | 1 | Mu | 82 | Wright St. |  | 6 | G-46 | gate 13.0' E | West | West | Hassey St. | 68.3' | North | South | Wright St. | 1.0' | rubber
4-0220 | 1299 | 4 | 4.5 | 2.5 | 2.5 |  | 1S2H | 1951-01-01 | 1 | Dar | 41 | Yale St. | one piece barrel | 6 | A-57 | gate 7.9' | West | West | Highland St. | 151.0' | North | South | Yale St. | 7.8' | Leather
2-0390 | 627 | 5 | 4.5 | 2.5 | 2.5 |  | 1S2H | 1997-01-01 | 1 | Chapman | 52 |  | post | 6 | A-60 |  | West | West | Emerson St. | 3.5' | North | South | Union St. | 6.7' | Babbitt
5-0601 | 1544 | 5 | 5 | 5 | 2.5 |  | 2S1H | 1910-01-01 | 1 | Chapman | 59 |  | Post | 6 | J-25 |  | West | West | Arlington St. | 38.9' | North | South | Shaw St. | 9.0' | Rubber
5-0610 | 1550 | 5.25 | 4.5 | 2.5 | 2.5 |  | 1S2H | 2006-08-04 | 1 | Mu. | 63 |  | Super Centurion | 6 | J-25 |  | West | West | Acushnet Ave. | 12.7' | North | South | Query St. | 7.1'
2-0057 | 3483 | 4.625 | 4.5 | 2.5 | 2.5 |  | 1S2H | 1996-09-06 | 1 | APS200 |  | Leonard Wharf | H200 |  | G-43 |  | West | East end | Leonard's Wharf | 10.3' | South | North side | Leonard's Wharf | 31.1'
4-0068 | 1342 | 4 | 4.5 | 2.5 | 2.5 |  | 1S2H | 1979-01-01 | 1 | Mu107 | 71 | Nye St. | MJ |  | J-29 | gate 4.90' | West | West | Acushnet Ave. | 312.0'
4-0180 | 3675 | 5 | 4.5 | 2.5 | 2.5 |  | 1S2H | 2006-01-01 | 1 | Mu. |  | Mt. Pleasant St. | Super Centurion | 6 | I-39 |  | West,South | South | Peckham West Cemetery | 74.0' | East | West | Mt. Pleasant St. | 7.0' | R.V.
4-0067 | 1352 | 4 | 4.5 | 2.5 | 2.5 |  | 1S2H | 1978-01-01 | 1 | Mu107 | 81 | Bullard St. | Mech. Joint | 6 | J-29 | gate 4.0' n | West/SouthWest | West Corner | Belleville Ave. | 2.8' | North | South | Bullard St. | 8.8'
5-0719 | 1759 | 4.5 | 4.5 | 2.5 | 2.5 |  | 1S2H | 1986-11-18 | 1 | Am. Dar |  | Pelletier St. | QF |  | I-34 |  | WS | North | Rayno St. | 263.5'
5-0467 | 1806 | 4.5 | 4.5 | 2.5 | 2.5 |  | 1S2H | 1987-05-20 | 1 | Am. Dar |  | Prescott St. | B-50-B | 6 | K-17 |  | WS | North | Brockton St. | 389.5' | South |  | Ctr. Hydt. | 15.0'
3-0374 | 921 | 2 | 4.5 | 2.5 | 2.5 |  | 1S2H | 1987-09-28 | 1 | Am. Dar |  | Rockdale Ave | QF | 6 | B-77 |  | WS | North | Macomber St. | 4.0' | East | West | Rockdale Ave. | 7.0'
3-0381 | 919 | 4.5 | 4.5 | 2.5 | 2.5 |  | 1S2H | 1987-09-29 | 1 | Am Dar |  | Rockdale Ave | B-50-B QF | 6 | B-77 |  | WS | North | Ruggles St. | 33.0' |  |  |  |  | RV
3-0327 | 1082 | 4.5 | 4.5 | 2.5 | 2.5 |  | 1S2H | 1987-12-07 | 1 | Am Dar |  | Rockdale Ave. | QF | 6 | B-75 |  | WS | North | Wilbur St. | 68.9' |  |  |  |  | RV
2-0074 | 590 | 4 | 4.5 | 2.5 | 2.5 |  | 1S2H | 2012-01-01 | 1 | Am. Dar | 86 | Acushnet Ave. | Post | 6 | G-45 |  |  | North | Russell St. |  | East | West | Acushnet Ave. | 6.0' | Leather
3-0066 | 995 | 4 | 4.5 | 2.5 | 2.5 |  | 1S2H | 1980-01-01 | 1 | Dar. Am. | 89 | Acushnet Ave. |  |  | G-41 | 980.0' N x Pearl St. gate 2.2' W 25.0'N
5-0001 | 3964 | 2 | 4.5 | 2.5 | 2.5 |  | 1S2H | 1985-12-21 | 1 | Am. Dar. | 27 | Acushnet Ave. | B-50-B QF MJ | 6 | K-1
5-0233 | 2079 | 5 | 4.5 | 2.5 | 2.5 |  | 1S2H | 2008-01-01 | 1 | Am. Dar | 28 | Acushnet Ave. |  |  | K-10 | 6" gate in front E from cen. Of hydt. 3' | [8 empty] | Rubber
5-0236 | 2044 | 5 | 4.5 | 2.5 | 2.5 |  | 1S2H | 1984-10-18 | 1 | Dar | 24 | Acushnet Ave. | post |  | K-10 | 6" gate in front E from cen. Of hydt. 2.7'
5-0243 | 2047 | 5 | 4.5 | 2.5 | 2.5 |  | 1S2H | 2007-01-01 | 1 | Am. Dar | 32 | Acushnet Ave. | Post | 6 | K-10 | 6" gate in front E from cen. Hydt. 2.7' | [8 empty] | Rubber
5-0247 | 2050 | 4 | 4.5 | 2.5 | 2.5 |  | 1S2H | 1975-01-01 | 1 | Dar | 32 | Acushnet Ave. | B-50-B | 6 | K-11 | gate 2.3' E x center hydt.
5-0311 | 3771 | 5.25 | 4.5 | 2.5 | 2.5 |  | 1S2H | 2009-01-22 | 1 | Mu. | 44 | Acushnet Ave. | Super Centurion | 6 |  | gate S x hydt. 46.0', E x hydt. 7.0'
5-0342 | 1927 | 3 | 4.5 | 2.5 | 2.5 |  | 1S2H | 1981-11-03 | 1 | APS200 | 50 | Acushnet Ave. | H200 QB MJ |  | K-13 | gate 3.5'
5-0387 | 1888 | 5 | 4.5 | 2.5 | 2.5 |  | 1S2H | 1911-01-01 | 1 | Chapman | 57 | Acushnet Ave. | Post | 6 | K-15 | 6" gate in front E. from cen. Of hydt. 2.6' | [8 empty] | Rubber
5-0436 | 1841 | 3 | 4.5 | 2.5 | 2.5 |  | 1S2H | 1981-11-12 | 1 | APS200 | 78 | Acushnet Ave. | QB M.J. H200 |  | K-16 | gate 4.1'
5-0562 | 1685 | 5.25 | 4.5 | 2.5 | 2.5 |  | 1S2H | 2014-01-15 | 1 | Am. Dar. | 79 | Acushnet Ave. |  |  |  | gate 11.6'
5-0564 | 1688 | 4.5 | 4.5 | 2.5 | 2.5 |  | 1S2H | 1987-06-01 | 1 | Am.Dar. | 79 | Acushnet Ave.
5-0577 | 1626 | 4.625 | 4.5 | 2.5 | 2.5 |  | 1S2H | 1989-11-29 | 1 | Smith | 78 | Acushnet Ave. | H-200 | Mech. |  | 6" gate in front E from center of hydt. 2.9'
5-0600 | 1541 | 5.25 | 4.5 | 2.5 | 2.5 |  | 1S2H | 1994-09-16 | 1 | Mu. | 70 | Acushnet Ave. | Super centurion 200 | 6 |  | gate E x ctr. Of hydt. 2.5'
4-0154 | 1335 | 2 | 4.5 | 2.5 | 2.5 |  | 1S2H | 1980-01-01 | 1 | Dar. Am. | 69 | Brook St. | Mech. Joint |  | I-37 | NorthWest corner Deane St., gate 5.0'
5-0782 | 3663 | 4 | 4.5 | 2.5 | 2.5 |  | 1S2H | 1976-01-01 | 1 | Mu107 |  | Brook St. | 6" RV MJ |  | I-36 | gate 6.6' e
1-0191 | 3740 |  | 4.5 | 2.5 | 2.5 |  | 1S2H | 1986-05-10 | 1 | Dar |  | Cleveland St. | IS 2H QF MJ | 6 | H-70 | w.s. s.x. Rodney St.280.0'
3-0031 | 1135 | 4 | 4.5 | 2.5 | 2.5 |  | 1S2H | 1975-12-17 | 1 | Mu107 |  | County St. | MJ | 6 | I-40 | gate 9.0' S sketch pg. 148 N.B. 102 | [8 empty] | R.V.
4-0212 | 1141 | 4 | 4.5 | 2.5 | 2.5 |  | 1S2H | 1956-01-01 | 1 | Dar | 62 | County St. | B-50-B | 6 | I-40 | gate 11.5' |  | South | Peckham St. |  | West | East | County St. | 9.0' | Leather
1-0173 | 220 | 4.5 | 4.5 | 2.5 | 2.5 |  | 1S2H | 1987-09-10 | 1 | Am. Dar. |  | David St. | B-50-B QF MJ | 6 | H-69 | relocated hydt. 2' South opp. Roosevelt St. | [8 empty] | R.V.
4-0060 | 1358 | 3 | 4.5 | 2.5 | 2.5 |  | 1S2H | 1982-04-13 | 1 | APS200 | 77 | Deane St. | H200 MJ QB |  | J-28 | gate 5.4'
1-0012 | 323 | 4 | 4.5 | 2.5 | 2.5 |  | 1S2H | 1962-01-01 | 1 | Dar | 75 | Dunbar St. | B-50-B | 6 | E-65 | gate N x center hydt. 6.3 |  | on West | Hemlock St. |  | North | South | Dunbar St. | 9.0' | Leather
5-0543 | 1675 | 2 | 4.5 | 2.5 | 2.5 |  | 1S2H | 1980-01-01 | 1 | Dar. Am. | 72 | Felton St. |  |  | J-24 | opposite Dawson St.
No ID # |  | 4.625 | 4.5 | 2.5 | 2.5 |  | 1S2H | 1989-02-03 | 1 | H200 QB |  | Fort Rodman | H200 QB |  |  | waste water treatment plant
5-0517 | 1691 | 3 | 4.5 | 2.5 | 2.5 |  | 1S2H | 1982-08-19 | 1 | APS200 | 80 | Harwich St. | H200 MJ QB |  | J-23 | gate 2.0'
5-0592 | 1542 | 3 | 4.5 | 2.5 | 2.5 |  | 1S2H | 1981-08-01 | 1 | APS200 |  | Irvington St. | MJ |  | J-25 | NS opp. Irvington Ct.
3-0269 | 975 | 4 | 4.5 | 2.5 | 2.5 |  | 1S2H | 1976-05-21 | 1 | Mu107 |  | Merrimac St. |  | 6 | D-61 | SW cor. Summer St. gate 5.2' N | [8 empty] | R.V.
Free-0007 |  | 5.25 | 4.5 | 2.5 | 2.5 |  | 1S2H | 2012-03-22 | 1 | Am Dar |  | Middleboro Rd. | B-62-B | 6 |  | Water works force Main Way 6.4', SE NB 76-76, NB 93-52
Free-0008 |  | 4 | 4.5 | 2.5 | 2.5 |  | 1S2H | 1955-01-01 | 1 | Dar |  | Middleboro Rd. | B-50-B | 6 |  | Gate 6.0', See: NB 93 P52, E x NW Boundstone of W. Wks rt of way 695.0' | [8 empty] | Leather
Free-0009 |  | 4 | 4.5 | 2.5 | 2.5 |  | 1S2H | 1997-03-14 | 1 | Dar |  | Middleboro Rd. | B-50-B | 6 |  | Private, Cathedral Camp; Replaced 1 - rebuilt rod, replace top section spindle w/ gasket, 6 - 1/2" x 21/2" bolts. Left hydrant gate - on- bento
5-0369 | 3451 | 4 | 4.5 | 2.5 | 2.5 |  | 1S2H | 1976-07-17 | 1 | Mu107 |  | Monmouth St. | #107 |  | K-14 | gate 3.7' N |  | West | Bartlette St. | 95.0' | North | South | Monmouth St. | 7.0'
3-0179 | 1114 | 3 | 4.5 | 2.5 | 2.5 |  | 1S2H | 1982-07-13 | 1 | APS200 | 39 | Mt. Vernon St. | H200 MJ |  | A-58 | gate 5.0'
2-0371 | 59 | 5.25 | 4.5 | 2.5 | 2.5 |  | 1S2H | 2003-01-01 | 1 | Am. Dar | 55 | Park St. | B-62-B | 6 | A-59 | [5 empty] | East | West | Park St. | 6.6'
3-0465 | 865 | 5.25 | 4.5 | 2.5 | 2.5 |  | 1S2H | 2005-10-06 | 1 | Mu. | 50 | Park St. | Super Centurion | 6 | B-51 | gate 2.4' E x Hydt |  | South | Parker St. | 18.0' | East | West | Park St. | 10.1'
5-0168 | 2123 | 4 | 4.5 | 2.5 | 2.5 |  | 1S2H | 1961-01-01 | 1 | Dar | 48 | Phillips Rd. | B-50-B | 6 | K-8 | 3rd Hydt N x Pine Hill Dr Gate 8.0' | [8 empty] | Leather
5-0169 | 2122 | 4 | 4.5 | 2.5 | 2.5 |  | 1S2H | 1961-01-01 | 1 | Dar | 48 | Phillips Rd. | B-50-B | 6 | K-8 | 2nd hydt N x Pine Hill Gate 8.2' | [8 empty] | Leather
5-0197 | 3446 | 4 | 4.5 | 2.5 | 2.5 |  | 1S2H | 1961-01-01 | 1 | Dar | 58 | Phillips Rd. | B-50-B | 6 | K-8 | 2nd Hydt S x Hillcrest Gate 15.3' | [8 empty] | Leather
2-0107 | 573 | 1 | 4.5 | 2.5 | 2.5 |  | 1S2H | 1979-01-01 | 1 | Mu107 | 80 | Russell St. | MJ |  | G-46 | SW cor Purchase St., Gate 1.3'
2-0294 | 511 | 2 | 4.5 | 2.5 | 2.5 |  | 1S2H | 1985-04-29 | 1 | Dar Am. | 53 | Ryan St. | QF MJ |  | C-54 |  |  | East | Palmer St. |  | North | South | Ryan St. | 8.5'
2-0160 | 3929 | 4 | 4.5 | 2.5 | 2.5 |  | 1S2H | 1977-01-01 | 1 | Smith |  | School St. | MJ QB |  | F-49 | gate 2.8' | [8 empty] | RV
3-0211 | 955 | 2 | 4.5 | 2.5 | 2.5 |  | 1S2H | 1984-07-10 | 1 | Dar | 36 | Shawmut Ave. | QB MJ |  | A-58 | gate 4.0'
3-0233 | 870 | 4 | 4.5 | 2.5 | 2.5 |  | 1S2H | 1969-01-01 | 1 | Dar | 44 | Shawmut Ave. |  |  | A-59 | gate 5.4' |  | On South | Willis St. |  | East | West | Shawmut Ave. | 5.2'
3-0102 | 964 | 4 | 4.5 | 2.5 | 2.5 |  | 1S2H | 1976-05-10 | 1 | Mu |  | SS Studley St. | MJ | 6 | F-48 | SS E x Summer St. 276', Gate 3.5' N | [8 empty] | RV
5-0367 | 1895 | 4 | 4.5 | 2.5 | 2.5 |  | 1S2H | 1976-07-14 | 1 | Mu107 |  | SS Surrey Lane | MJ |  | K-14 | gate 4.5' |  | East | Morris St. | 100.0' | North | South | Surrey Lane | 6.0'
3-0195 | 1055 | 3 | 4.5 | 2.5 | 2.5 |  | 1S2H | 1982-07-15 | 1 | APS200 | 42 | Trinity St. | H200 QB MJ |  | A-58 | gate 4.5' |  | East | Richmond St. |  | North | South | Trinity St. | 6.5'
3-0118 | 899 | 1 | 4.5 | 2.5 | 2.5 |  | 1S2H | 1979-01-01 | 1 | Mu107 | 57 | Walden St. | MJ |  | F-48 | SW cor Smith St, Gate 3.4'
3-0083 | 893 | 1 | 4.5 | 2.5 | 2.5 |  | 1S2H | 1979-01-01 | 1 | Mu107 | 71 | Willis St. | MJ |  | F-41 | gate 5.0', Se cor Pleasant St.
3-0206 | 957 | 3 | 4.5 | 2.5 | 2.5 |  | 1S2H | 1982-07-16 | 1 | APS200 | 39 | Willow St. | H200 QB MJ |  | A-58 | gate 4.5'
5-0074 | 2139 | 2 | 4.5 | 2.5 | 2.5 |  | 1S2H | 1984-11-19 | 1 | Dar. Am. | 34 | WS Acushnet Ave. | QB MJ
5-0096 | 2089 | 2 | 4.5 | 2.5 | 2.5 |  | 1S2H | 1984-10-26 | 1 | Dar. Am. | 37 | WS Acushnet Ave. | QB MJ
5-0226 | 2084 | 2 | 4.5 | 2.5 | 2.5 |  | 1S2H | 1984-10-30 | 1 | Dar. Am. | 35 | WS Acushnet Ave. | QB MJ
5-0234 | 2045 | 2 | 4.5 | 2.5 | 2.5 |  | 1S2H | 1984-10-31 | 1 | Dar. Am. | 29 | WS Acushnet Ave. | QB MJ |  |  | gate 3.0'
5-0242 | 2046 | 2 | 4.5 | 2.5 | 2.5 |  | 1S2H | 1984-10-31 | 1 | Dar. Am. | 24 | WS Acushnet Ave. | QB MJ
5-0248 | 1987 | 2 | 4.5 | 2.5 | 2.5 |  | 1S2H | 1984-11-08 | 1 | Dar. Am. | 36 | WS Acushnet Ave. | QF MJ |  | K-11 | gate 2.7' ( S x S line Nyes Rd. 2121.5')
5-0249 | 1988 | 2 | 4.5 | 2.5 | 2.5 |  | 1S2H | 1984-11-08 | 1 | Dar. Am. | 38 | WS Acushnet Ave. | QB MJ |  | K-11 | gate 3.0' (N x N line Phillips Rd. 1711.1')
5-0250 | 1989 | 2 | 4.5 | 2.5 | 2.5 |  | 1S2H | 1984-11-19 | 1 | Dar. Am. | 43 | WS Acushnet Ave. | QB MJ |  | K-11 | gate 3.3' (N x N line Phillips Rd. 1259.3'
5-0253 | 1997 | 4 | 4.5 | 2.5 | 2.5 |  | 1S2H | 1984-01-01 | 1 | APS200 | 44 | WS Acushnet Ave. | H200 |  | K-11 | gate 2.6'
5-0257 | 1998 | 2 | 4.5 | 2.5 | 2.5 |  | 1S2H | 1984-12-11 | 1 | Dar. Am. | 41 | WS Acushnet Ave. | QF MJ |  | K-11 | gate 3.0'
5-0328 | 1968 | 3 | 4.5 | 2.5 | 2.5 |  | 1S2H | 1981-11-03 | 1 | APS200 | 46 | WS Acushnet Ave. | H200 QB |  | K-13 | gate 3.0'
5-0333 | 1923 | 3 | 4.5 | 2.5 | 2.5 |  | 1S2H | 1981-11-03 | 1 | APS200 | 49 | WS Acushnet Ave. | H200 QB MJ |  | K-13 | gate 3.3'F
5-0350 | 1958 | 5.25 | 4.5 | 2.5 | 2.5 |  | 1S2H | 1996-06-13 | 1 | Am. Dar. | 48 | WS Acushnet Ave. | B-62-B |  | K-13 | gate 3.0'
5-0380 | 1937 | 3 | 4.5 | 2.5 | 2.5 |  | 1S2H | 1981-10-31 | 1 | APS200 | 51 | WS Acushnet Ave. | H200 QB MJ |  | K-15 | gate 4.6'
5-0382 | 1882 | 4 | 4.5 | 2.5 | 2.5 |  | 1S2H | 1979-01-01 | 1 | Dar. Am. | 60 | WS Acushnet Ave. |  |  | K-15 | gate 2.8'
5-0391 | 1892 | 4.625 | 4.5 | 2.5 | 2.5 |  | 1S2H | 1981-11-10 | 1 | APS200 | 59 | WS Acushnet Ave. | H200 QB MJ | 6 | K-16 | gate 3.0' E
5-0396 | 1898 | 4.5 | 4.5 | 2.5 | 2.5 |  | 1S2H | 1980-01-01 | 1 | Dar. Am. | 62 | WS Acushnet Ave. | Mech. Joint B-50-B |  | K-15 | gate 2.9'
5-0401 | 1905 | 4 | 4.5 | 2.5 | 2.5 |  | 1S2H | 1979-01-01 | 1 | Dar. Am. | 68 | WS Acushnet Ave. | M.J. |  | K-15 | gate 2.8'
5-0414 | 1912 | 3 | 4.5 | 2.5 | 2.5 |  | 1S2H | 1981-10-29 | 1 | APS200 | 70 | WS Acushnet Ave. | QB M.J. H200 |  | K-16 | gate 3.0'
5-0415 | 1842 | 4 | 4.5 | 2.5 | 2.5 |  | 1S2H | 1976-01-26 | 1 | Dar |  | WS Acushnet Ave. |  |  | K-16 | [9 empty] | B.L.V.
5-0421 | 1839 | 3 | 4.5 | 2.5 | 2.5 |  | 1S2H | 1981-11-10 | 1 | APS200 | 76 | WS Acushnet Ave. | QB M.J. H200 |  | K-16 | gate 4.0'
5-0445 | 1847 | 3 | 4.5 | 2.5 | 2.5 |  | 1S2H | 1981-11-10 | 1 | APS200 | 78 | WS Acushnet Ave. | QB M.J. H200 |  | K-16 | gate 5.9'
1-0038 | 3600 | 5.25 | 4.5 | 2.5 | 2.5 |  | 1S2H | 1999-05-18 | 1 | Mu. | 75 | Avon St. | Super Centurion | 6 | E-66 |  | North | North | Frank St. | 1.9' | East | West | Avon St. | 8.5'
1-0062 | 272 | 4 | 4.5 | 2.5 | 2.5 |  | 1S2H | 1929-01-01 | 1 | Dar | 61 | Bank St. | Post | 6 | E-67 |  | North | North | Rockdale Ave. | 90.5' | East | West | Bank St. | 10.0' | Leather
1-0063 | 271 | 5 | 5 | 5 | 2.5 |  | 2S1H | 1915-01-01 | 1 | Chapman | 58 | Bank St. | Post | 6 | E-67 |  | South | South | Matthew St | 3.9' | East | West | Bank St. | 11.3' | Rubber
1-0074 | 318 | 4 | 4.5 | 2.5 | 2.5 |  | 1S2H | 1970-01-01 | 1 | Dar | 65 | Babbitt st. | B-50-B | 6 | E-67 | gate5.8' | East | East | Field St. | 2.3' | North | South | Babbitt St. | 506'
1-0085 | 335 | 5.25 | 4.5 | 2.5 | 2.5 |  | 1S2H | 1998-03-09 | 1 | Mu. | 67 | Babbitt St. | Super Centurion | 6 | E-67 |  | West | West | Dartmouth St. | 207.5' | North | South | Babbitt St. | 5.4'
1-0158 | 240 | 4 | 4.5 | 2.5 | 2.5 |  | 1S2H | 1940-01-01 | 1 | Dar | 85 | Ashley st. | Post | 6 | H-69 |  | South | South | Cove St. (W) | 246.8 | East | West | Ashley St. | 8.8' | L.V.
1-0171 | 3504 | 5.25 | 4.5 | 2.5 | 2.5 |  | 1S2H | 1999-06-12 | 1 | Mu. | 80 | Ashley st. | Super Centurion | 6 | H-69 |  | South | South | Ruth St. | 247.0' | East | West | Ashley St. | 8.9'
1-0196 | 209 | 4 | 4.5 | 2.5 | 2.5 |  | 1S2H | 1975-06-11 | 1 | Mu | 86 | Cleveland St. | 107 | 6 | H-70 |  | North | North | Norman St. | 6.0' | East | West | Clevevland St. | 8.0'
1-0216 | 188 | 4 | 4.5 | 2.5 | 2.5 |  | 1S2H | 1972-01-01 | 1 | Mu |  | Apponagansett St. | 107 | 6 | H-70 | Gate 1.5' | East | East | Brock Ave. | 15.0' | North | South | Apponagansett St. | 8.5'
1-0217 | 190 | 4 | 4.5 | 2.5 | 2.5 |  | 1S2H | 1951-01-01 | 1 | Dar | 74 | Apponagansett St. | one piece barrel | 6 | H-70 |  | East | East | Brock Ave. | 311.2' | North | South | Apponagansett St. | 8.4' | Leather
1-0220 | 179 | 5.25 | 4.5 | 2.5 | 2.5 |  | 1S2H | 2002-05-03 | 1 | Mu. | 80 | Apponagansett St. | Super Centurion | 6 | H-70 | Gate 8.3' North | West | West | E. Rodney Fr. Blvd. | 133.1 | North | South | Apponagansett St. | 8.4'
1-0223 | 189 | 5.25 | 4.5 | 2.5 | 2.5 |  | 1S2H | 2012-08-23 | 1 | Am. Dar. | 78 | Allord St. | B-62-B | 6 | H-71 |  | West | West | Fern St. | 36.0' | North | South | Allord St. | 6.3'
1-0229 | 143 | 5.25 | 4.5 | 2.5 | 2.5 |  | 1S2H | 2002-01-10 | 1 | Am. Dar. | 80 | Aquidneck St. | B-62-B | 6 | H-71 | Gate 3.0' West | East | East | Brock Ave. | 5.0' | North | South | Aquidneck St. | 8.3'
1-0230 | 146 | 5 | 4.5 | 4.5 | 2.5 |  | 2S1H | 1913-01-01 | 1 | Chapman | 75 | Aquidneck St. | post | 6 | H-71 |  | East | East | Brock Ave. | 443.8' | North | South | Aquidneck St. | 8.4' | Rubber
1-0231 | 147 | 5.25 | 4.5 | 2.5 | 2.5 |  | 1S2H | 2002-01-11 | 1 | Am. Dar. | 75 | Aquidneck St. | B-62-B | 6 | H-71 | Gate | East | East | Brock Ave. | 844.2' | North | South | Aquidneck St. | 8.7'
1-0232 | 149 | 4 | 4.5 | 2.5 | 2.5 |  | 1S2H | 1968-01-01 | 1 | Dar |  | Aquidneck St. | B-50-B | 6 | H-71 | Gate14.0' West | East | West | Teresa | 23.0' | North | South | Aquidneck St. | 8.5' | B.L.V.
1-0233 | 148 | 5 | 4.5 | 2.5 | 2.5 |  | 2S1H | 1920-01-01 | 1 | Chapman | 89 | Aquidneck St. | Post | 6 | H-71 |  | West | West | E. Rodney fr. Blvd. | 4.9' | North | South | Aquidneck St. | 9.2' | Rubber
1-0234 | 155 | 4 | 4.5 | 2.5 | 2.5 |  | 1S2H | 1925-01-01 | 1 | Dar | 73 | Bellevue ST. | Post | 6 | H-71 |  | East | East | Brock Ave. | 269.6' | North | South | Bellevue St. | 8.5' | Leather
1-0235 | 154 | 4.5 | 4.5 | 2.5 | 2.5 |  | 1S2H | 2008-02-29 | 1 | Am. Dar. | 75 | Bellevue ST. | B-62-B | 6 | H-71 |  | West | West | Mina St. | 220.6' | North | South | Bellevue St. | 8.0'
1-0236 | 153 | 4.5 | 4.5 | 2.5 | 2.5 |  | 1S2H | 1983-08-09 | 1 | Dar. Am. | 72 | Bellevue St. | QF | 6 | H-71 |  | East | East | Mina St. | 84.6 | North | South | Bellevue St. | 8.9'
1-0237 | 152 | 4.5 | 4.5 | 2.5 | 2.5 |  | 1S2H | 2008-03-04 | 1 | Am. Dar. | 79 | Bellevue St. | B-62-B | 6 | H-71 |  | East | East | Mina St. | 435.0' | North | South | Bellevue St. | 8.9'
1-0296 | 136 | 4 | 4.5 | 2.5 | 2.5 |  | 1S2H | 1919-01-01 | 1 | Dar | 82 | Aquidneck St. | post | 6 | H-71 |  | West | West | Brock Ave. | 734.0' | North | South | Aquidneck St. | 8.0' | Leather
1-0297 | 137 | 5.25 | 4.5 | 2.5 | 2.5 |  | 1S2H | 2002-01-09 | 1 | Mu. | 75 | Aquidneck St. | Super Centurion | 6 | H-73 | Gate 3.0 West | West | West | Brock Ave. | 329.3' | North | South | Aquidneck St. | 8.1'
1-0298 | 138 | 4 | 4.5 | 2.5 | 2.5 |  | 1S2H | 1982-05-14 | 1 | APS | 87 | Bellevue ST. | H-200 | 6 | H-73 |  | East | East | W. Rodney Fr. Blvd. | 4.6' | North | South | Bellevue St. | 8.5'
1-0299 | 139 | 5.25 | 4.5 | 2.5 | 2.5 |  | 1S2H | 2002-03-22 | 1 | Mu. | 75 | Bellevue St. | Super Centurion | 6 | H-73 | Gate 3.0' West | West | West | Brock Ave. | 460.0' | North | South | Bellevue St. | 8.5'
1-0300 | 140 | 5 | 4.5 | 4.5 | 2.5 |  | 2S1H | 1914-01-01 | 1 | Chapman | 74 | Bellevue St. | Post | 6 | H-73 |  | West | West | Brock Ave. | 3.0' | North | South | Bellevue St. | 8.4' | Rubber
1-0309 | 114 | 5.25 | 4.5 | 2.5 | 2.5 |  | 1S2H | 2012-10-08 | 1 | Mu. | 80 | Rodney FR. Blvd. | Super Centurion | 6 | H-74 |  | South | South | Bream St. | 78.0' | West | East | Rodney Fr. Blvd.(W) | 5.5'
1-0344 | 3854 | 5.25 | 4.5 | 2.5 | 2.5 |  | 1S2H | 1999-01-01 | 1 | Dar |  | Blackmer St. | B-62-B | 6 |  |  | East | East | Silva St. | 30.0' | North | South | Blackmer St. | 5.0'
1-0345 | 3855 | 5.25 | 4.5 | 2.5 | 2.5 |  | 1S2H | 1999-01-01 | 1 | Dar |  | Blackmer St. | B-62-B | 6 |  |  | East | East | Silva St. | 310.0' | North | South | Blackmer St. | 5.0'
1-0346 | 3858 | 5 | 4.5 | 2.5 | 2.5 |  | 1S2H | 1999-01-01 | 1 | AM. Dar |  | Silva St. | B-62-B | 6 |  |  | East | East | Silva St. Cul de Sac |  | North | South | Silva St.
1-0347 | 3853 | 5.25 | 4.5 | 2.5 | 2.5 |  | 1S2H | 1999-01-01 | 1 | Dar |  | Blackmer St. | B-62-B | 6 |  |  | East | East | Front St. | 298.0' | North | South | Blackmer St. | 5.0'
1-0348 | 3856 | 5.25 | 4.5 | 2.5 | 2.5 |  | 1S2H | 2003-01-01 | 1 | Dar |  | Blackmer St. | B-62-B | 6 |  |  | North | South | Blackmer St. | 389.0' | East | West | Blackmer St. (Ext.) | 5.0'
1-0349 | 3900 | 5.25 | 4.5 | 2.5 | 2.5 |  | 1S2H | 2003-01-01 | 1 | Am. Dar |  | Hemlock St. | B-62-B | 6 |  | Gate 9.0' East | North | North | Winsper St. St. | 67.0' | East | West | Hemlock St. | 9.0'
1-0350 | 3901 | 5.25 | 4.5 | 2.5 | 2.5 |  | 1S2H | 2003-01-01 | 1 | Am. Dar |  | Hemlock St. | B-62-B | 6 |  | Gate 9.0' East | South | South | Winsper St. | 205.0' | East | West | Hemlock St. | 9.0'
1-0352 | 260 | 5.25 | 4.5 | 2.5 | 2.5 |  | 1S2H | 2009-11-29 | 1 | Am. Dar | 85 | Orchard St. | Super Centurion | 6 |  |  | North | North | Cove Rd. | 977.4' | East | West | Orchard St. | 5.0'
1-0353 | 4078 | 5 | 4.5 | 2.5 | 2.5 |  | 1S2H | 2009-01-01 | 1 | Am. Dar |  | Brock Ave. | B-62-B | 6 |  | N x Meter Pit 86.0' | North | North | Freedom Blvd. | 276.0'
1-0355 | 3882 | 5 | 4.5 | 2.5 | 2.5 |  | 1S2H | 2011-01-01 | 1 | Am. Dar |  | Portland st. | B-62-B | 6 |  |  | East | East | Brock Ave. | 9.0' | North | South | Portland St. | 5.5'
2-0029 | 737 | 4 | 4.5 | 2.5 | 2.5 |  | 1S2H | 1976-01-01 | 1 | Mu | 82 | Bethel St. | 107 | 6 | G-43 | gate 6.0' East | North | South | Elm St | 109' |  |  |  |  | Rubber
2-0043 | 742 | 4 | 4.5 | 2.5 | 2.5 |  | 1S2H | 2008-01-01 | 1 | Am. Dar |  | State Pier |  | 6
2-0044 | 100 | 4 | 4.5 | 2.5 | 2.5 |  | 1S2H | 1981-01-01 | 1 | Dar |  | State Pier |  | 6
2-0048 | 82 | 4 | 4.5 | 2.5 | 2.5 |  | 1S2H | 1972-01-01 | 1 | Dar |  | State Pier |  | 6
2-0058 | 4090 | 4 | 4.5 | 2.5 | 2.5 |  | 1S2H | 1972-01-01 | 1 | Mu |  | MacArthur Dr. | 107 | 6 | G-44 |  | North | North | Whaler's Way | 150.0' | East | West | Mac Arthur Dr.
2-0059 | 4091 | 4 | 4.5 | 2.5 | 2.5 |  | 1S2H | 1973-01-01 | 1 | Mu |  | MacArthur Dr. | 107 | 6 | G-44 |  | North | North | Whaler's Way |  | East | West | MacArthur Dr.
2-0083 | 468 | 4 | 4.5 | 2.5 | 2.5 |  | 1S2H | 1974-07-01 | 1 | APS |  | First St. | 200 | 6 | G-44 | Along Rt18 South | North | North | South St. | 811.0' | East | West | Route 18 (South)
2-0086 | 479 | 4 | 4.5 | 2.5 | 2.5 |  | 1S2H | 1974-07-01 | 1 | APS |  | First St. | 200 | 6 | G-45 | Along Rt18 South | North | North | South St. | 364.0' | East | West | Route 18 (South)
2-0099 | 3547 | 5 | 4.5 | 2.5 | 2.5 |  | 1S2H | 2003-01-01 | 1 | Darl. Am | 87 | Purchase St. | Quick .Break | 6 | G-45 |  | South | South | Thompson St. | 3.9' | East | West | Purchase St. | 6.5'
2-0108 | 571 | 4 | 4.5 | 2.5 | 2.5 |  | 1S2H | 1979-01-01 | 1 | APS | 82 | Bedford St. | H 200 | 6 | G-46 | Gate 7.0' North | East | East | South Sixth St | 23 | North | South | Bedford St. | 6.0'
2-0109 | 572 | 4 | 4.5 | 2.5 | 2.5 |  | 1S2H | 2013-08-19 | 1 | Am. Dar | 82 | Bedford St. | B-62-B | 6 | G-46 | Gate 1.3' | West | West | Purchase St. | 11.5' | North | South | Bedford St. | 7.2'
2-0124 | 474 | 1 | 4.5 | 2.5 | 2.5 |  | 1S2H | 1970-01-01 | 1 | Dar |  | Conway St. | B-50-B | 6 |  | Gate 12.7' | East | East | Mac Arthur Dr. |  | North | South | Conway St.
2-0135 | 387 | 4 | 4.5 | 2.5 | 2.5 |  | 1S2H | 1968-01-01 | 1 | Dar |  | Wright St. | B-50-B | 6 | G-46 | Gate 5.7' | East | East | Mac Arthur dr. | 168 | North | South | Wright St. | 7.7'
2-0179 | 663 | 5.25 | 4.5 | 2.5 | 2.5 |  | 1S2H | 1998-03-24 | 1 | Mu. | 45 | Berkley St. | Super Centurion 200 | 6 | B-52 |  | East | East | Commionwealth Ave. | 6.0' | North | South | Berkley St. | 8.5
2-0198 | 3930 | 5 | 4.5 | 2.5 | 2.5 |  | 1S2H | 2001-01-01 | 1 | Am. Dar |  | Buttonwood St. | B-50-B | 6 |  |  | North | North | Lake St. |  | East | West | Buttonwood St.
2-0204 | 3931 | 5 | 4.5 | 2.5 | 2.5 |  | 1S2H | 1999-01-01 | 1 | Mu. |  | Brownell Ave. | Super Centurion | 6 |  |  | South | South | Richfield St. |  | West | East | Brownell Ave.
2-0205 | 3932 | 5 | 4.5 | 2.5 | 2.5 |  | 1S2H | 1998-01-01 | 1 | Amer |  | Fuller Parkway | B-50-B | 6 |  |  | East | East | Oneida St. |  | North | South | Fuller Parkway
2-0206 | 3933 | 5 | 4.5 | 2.5 | 2.5 |  | 1S2H | 1998-01-01 | 1 | Amer |  | Buttonwood St. |  |  |  |  | West | West | Brownell Ave.
2-0240 | 24 | 5.25 | 4.5 | 2.5 | 2.5 |  | 1S2H | 1999-04-21 | 1 | Mu. |  | Amour St. | Super Centurion | 6 | C-54 |  | North | North | Union St. | 23.0' | East | West | Armour St. | 8.3'
2-0252 | 3572 | 5.25 | 4.5 | 2.5 | 2.5 |  | 1S2H | 2000-06-01 | 1 | Dar | 50 | Armour St. | B-62-B | 6 | C-54 |  | North | North | Arnold st. | 159.2' | East | West | Armour St. | 8.2'
2-0257 | 600 | 5 | 4.5 | 2.5 | 2.5 |  | 1S2H | 1999-04-27 | 1 | Mu. | 52 | Arnold St. | Super Centurion | 6 | C-54 |  | East | East | Rockdale Ave. | 15.0' | North | South | Arnold St. | 8.5'
2-0259 | 602 | 4.5 | 4.5 | 2.5 | 2.5 |  | 1S2H | 1990-06-22 | 1 | Am. Dar. | 52 | Arnold St. | B-50-B | 6 | C-54 |  | East | West | Palmer St. | 18.0' | North | South | Arnold St. | 7.2'
2-0260 | 603 | 5.25 | 4.5 | 2.5 | 2.5 |  | 1S2H | 1992-11-02 | 1 | Mu. | 54 | Arnold St. | Super Centurion 200 | 6 | C-54 | Gate 5.8' East | West | West | Brownell St. | 11.0' | North | South | Arnold St. | 5.0'
2-0262 | 607 | 4.5 | 4.5 | 2.5 | 2.5 |  | 1S2H | 1988-02-16 | 1 | Am. Dar. |  | Arnold St. | R.V. Quick Fix | 6 | C-54 |  | West | West | James St. | 15.0' | North | South | Arnold St. | 8.0'
2-0301 | 513 | 4 | 4.5 | 2.5 | 2.5 |  | 1S2H | 1977-11-05 | 1 | Mu | 57 | Bedford St. | #107 | 6 | C-54 | Gate 3.0' East (Hydt. Opposite Palmer St.) | East | East | Palmer St. | 5.0' | North | South | Bedford St. | 6.0' | Rubber
2-0302 | 512 | 4.5 | 4.5 | 2.5 | 2.5 |  | 1S2H | 1990-07-25 | 1 | Am. Dar. | 58 | Bedford St. | B-50-B Traffic Type | 6 | C-54 |  | West | West | Brownell St. | 4.0' | North | South | Bedford St. | 8.5'
2-0303 | 515 | 5 | 4.5 | 2.5 | 2.5 |  | 1S2H | 1915-01-01 | 1 | Chapman | 47 | Bedford St. | Post | 6 | C-54 |  | West | West | Brigham St. | 327.3' | North | South | Bedford St. | 8.3' | Rubber
2-0304 | 526 | 4.5 | 4.5 | 2.5 | 2.5 |  | 1S2H | 1990-07-25 | 1 | Am. Dar. | 47 | Bedford St. | B-50-B Traffic Type | 6 | C-54 |  | West | West | Brigham St. | 4.3' | North | South | Bedford St. | 8.2'
2-0305 | 520 | 5.25 | 4.5 | 2.5 | 2.5 |  | 1S2H | 2010-02-27 | 1 | Am. Dar. | 58 | Bedford St. | B-62-B | 6 | C-54 | Gate 4.5 'North | West | West | West St. | 2.6' | North | South | Bedford St. | 8.7
2-0323 | 490 | 5 | 4.5 | 2.5 | 2.5 |  | 1S2H | 1929-01-01 | 1 | Chapman | 53 | Bedford St. | Post | 6 | C-55 |  | East | East | John St. | 9.6' | North | South | Bedford St. | 8.7 | Babbitt
2-0324 | 497 | 4 | 4.5 | 2.5 | 2.5 |  | 1S2H | 1925-01-01 | 1 | Darl. | 52 | Bedford St. | Post | 6 | C-55 |  | West | West | Rockdale Ave. | 6.1' | North | South | Bedford St. | 11.7' | Leather
2-0328 | 401 | 4.625 | 4.5 | 2.5 | 2.5 |  | 1S2H | 1989-09-18 | 1 | Smith |  | Allen St. | H200 Quick Break | 6 | C-55 |  | West | West | Snow St. | 81.0' | North | South | Allen St. | 5.3'
2-0330 | 404 | 4 | 4.5 | 2.5 | 2.5 |  | 1S2H | 1984-12-28 | 1 | Dar. Am. | 52 | Allen St. | B-50-B Qick Fix MJ | 6 | C-55 |  | West | West | Rockdale Ave. (S) | 7.5' | North | South | Allen St. | 7.5'
2-0345 | 306 | 4 | 4.5 | 2.5 | 2.5 |  | 1S2H | 1980-01-01 | 1 | Dar-Am | 50 | Alden St. | B-50-B | 6 | C-55 |  | West | West | Rockdale Ave. | 757.0' | North | South | Alden St. | 9.0'
2-0353 | 422 | 5.25 | 4.5 | 2.5 | 2.5 |  | 1S2H | 2006-02-24 | 1 | Am. Dar. | 56 | Allen St. | B-62-B | 6 | C-56 | Gate 3.0' North | East | East | Reed St. | 164.3' | North | South | Allen St. | 7.5'
2-0354 | 419 | 5.25 | 4.5 | 2.5 | 2.5 |  | 1S2H | 2010-01-26 | 1 | Am. Dar. | 58 | Allen St. | B-62-B | 6 | C-56 | Gate 5.0' North | West | West | Brownell St. | 4.7' | North | South | Allen St. | 7.4'
2-0356 | 423 | 4 | 4.5 | 2.5 | 2.5 |  | 1S2H | 1980-01-01 | 1 | Am. Dar. | 58 | Allen St. | B-50-B Mech Joint | 6 | C-56 |  | West | West | Clover St. | 2.9' | North | South | Allen St. | 7.4'
2-0375 | 698 | 4 | 4.5 | 2.5 | 2.5 |  | 1S2H | 1974-01-01 | 1 | Smith |  | Ash St. | H200 MJ QB | 6 | A-59 | Gate 6.5' West | South | South | Elm St | 6.0' | West | East | Ash St. | 5.5' | R.V
2-0378 | 61 | 4 | 4.5 | 2.5 | 2.5 |  | 1S2H | 1974-01-01 | 1 | APS |  | Morgan St. | H200 R.V. Mj Quick Break | 6 | A-59 | Gate 166' South | West | West | Chancery St. | 3.6' | South | North | Morgan St. | 7.0'
2-0387 | 624 | 5.25 | 4.5 | 2.5 | 2.5 |  | 1S2H | 1999-06-03 | 1 | Mu. | 60 |  | Super Centurion | 6 | A-60 |  | South | South | Union St. | 25.0' | East | West | Atlantic St. | 605'
2-0394 | 616 | 4 | 4.5 | 2.5 | 2.5 |  | 1S2H | 1997-01-01 | 1 | Am. Dar | 53 | Ash St. | Post | 6 | A-60 | Gate 6.1' East | South | South | Union St. | 213.8' | East | West | Ash St. | 6.1 | Leather
2-0396 | 620 | 5.25 | 4.5 | 2.5 | 2.5 |  | 1S2H | 1992-09-01 | 1 | Mu. |  | Atlantic St. | Super Centurion 200 | 6 | A-60 | Gate 7.0' East | South | South | Arnold St. | 17.0' | East | West | Atlandtic St. | 6.0'
2-0399 | 621 | 5 | 4.5 | 2.5 | 2.5 |  | 1S2H | 1907-01-01 | 1 | Chapman | 56 | Arnold St. | Post | 6 | A-60 |  | West | West | Ash St. | 11.4' | North | South | Arnold St. | 6.7' | Rubber
2-0412 | 537 | 4 | 4.5 | 2.5 | 2.5 |  | 1S2H | 1923-01-01 | 1 | Dar | 59 | Bedford St. | Post | 6 | A-60 |  | East | West | Meriam St. | 13.1 | North | South | Bedford St. | 6.0' | Leather
2-0413 | 540 | 4 | 4.5 | 2.5 | 2.5 |  | 1S2H | 1922-01-01 | 1 | Dar | 60 | Bedford St. | Post | 6 | A-60 |  | West | West | Ash St. | 13.2' | North | South | Bedford St. | 6.2' | Leather
2-0430 | 637 | 4 | 4.5 | 2.5 | 2.5 |  | 1S2H | 1976-02-12 | 1 | Smith |  | Arch St | H200 QB MJ | 6 | D-62 | Gate 4.5 East | South | South | Union St. | 4.2' | East | West | Arch St. | 7.4' | R.V.
2-0436 | 659 | 4 | 4.5 | 2.5 | 2.5 |  | 1S2H | 1963-01-01 | 1 | Dar | 48 | Arnold Place | B-50-B | 6 | D-62 |  | North | North | Arnold St. | 70.4' | East | East | Arnold Place | 6.0' | Leather
2-0438 | 634 | 4 | 4.5 | 2.5 | 2.5 |  | 1S2H | 1920-01-01 | 1 | Darl | 50 | Arnold St. | Post | 6 | D-62 |  | West | West | Lincoln St. | 11.4' | North | South | Arnold St. | 6.6' | Leather
2-0440 | 650 | 5 | 4.5 | 2.5 | 2.5 |  | 2S1H | 1907-01-01 | 1 | Darl | 50 | Arnold St. | Post | 6 | D-62 |  | East | East | Orchard St. | 3.3 | North | South | Arnold St. | 7.0' | Rubber
2-0461 | 562 | 4 | 4.5 | 2.5 | 2.5 |  | 1S2H | 1967-01-01 | 1 | Darl | 61 | Orchard St. | B-50-B | 6 | D-63 | Gate 5.5' North | West | West | Orchard St. | 9.4' | North | South | Bedford St. | 6.0' | Rubber
2-0462 | 563 | 4 | 4.5 | 2.5 | 2.5 |  | 1S2H | 1974-01-01 | 1 | Dar. Am. | 67 | Bedford St. | B-50-B | 6 | D-63 | Gate 3.4' East | West | West | County St. | 10.4' | North | South | Bedford St. | 5.7'
2-0472 | 442 | 4.625 | 4.5 | 2.5 | 2.5 |  | 1S2H | 1987-04-27 | 1 | Smith |  | Allen St | H200 | 6 | D-63 | Hydt. Was Relocated 8.0' East and turned 1/4 to face North | West | West | Orchard St. | 100.0' | North | South | Allen St. | 6.4'
2-0474 | 443 | 4 | 4.5 | 2.5 | 2.5 |  | 1S2H | 1967-01-01 | 1 | Dar | 71 | Allen St. | B-50-B | 6 | D-63 |  | East | East | Greene St. | 60.5' | North | South | Allen St. | 5.0' | Rubber
2-0548 | 413 | 5.25 | 4.5 | 2.5 | 2.5 |  | 1S2H | 2013-01-08 | 1 | Am. Dar. |  | Alec St. | B-62-B | 6 | E-67 |  | South | South | Grape St. | 329.4' | East | West | Alec St. | 6.0'
2-0550 | 4055 | 5 | 4.5 | 2.5 | 2.5 |  | 1S2H | 1999-01-01 | 1 | Am. Dar |  | Rockdale Ave. | B-62-B | 6 | C-55 | On West Side Rockdale Ave. | South | South | Carroll St. | 6.0' | East | West | Rockdale Ave (W) | 15.0'
2-0551 | 4056 | 5 | 4.5 | 2.5 | 2.5 |  | 1S2H | 1998-01-01 | 1 | Am. Dar |  | Fulller Parkway | B-62-B | 6 | B-52 |  | West | West | Rockdale Ave | 45.0' | North | South | Fuller Parkway | 14.0'
2-0552 | 4073 | 5 | 4.5 | 2.5 | 2.5 |  | 1S2H | 2002-01-01 | 1 | Mu. |  | Carroll St. | super centurion | 6 |  | Gate N x Hydt. | West | West | Brownell Ave. |  | North | South | Carroll St.
2-0553 | 4053 | 5 | 4.5 | 2.5 | 2.5 |  | 1S2H | 2001-01-01 | 1 | Mu. |  | NB/Frvn Bridge (Marine Park) | super centurion | 6 | G-44 | S x12 Gate valve close to shore (West Side )park; Gate 2.6' East | South | South | 12" Gate valve West side of Park | 11.0' | South | South | Route 6 | 181.0'
2-0557 | 4088 | 5 | 4.5 | 2.5 | 2.5 |  | 1S2H | 1995-01-01 | 1 | US Pipe |  | Rockland St. | Metropolitan | 6 | E-65 |  | East | West | Bolton St. | 67.0' | North | South | Rockland St. | 6.0'
2-0558 | 4097 | 5 | 4.5 | 2.5 | 2.5 |  | 1S2H | 2005-01-01 | 1 | Am. Dar. |  | Emerson St. | B-62-B | 6
2-0559 | 4095 | 5 | 4.5 | 2.5 | 2.5 |  | 1S2H | 2009-01-01 | 1 | Am. Dar |  | Emerson St. | B-62-B | 6
2-0560 | 4106 | 5 | 4.5 | 2.5 | 2.5 |  | 1S2H | 2009-01-01 | 1 | Am. Dar |  | Ash St. | B-62-B | 6
3-0002 | 3399 | 4 | 4.5 | 2.5 | 2.5 |  | 1S2H | 1977-01-01 | 1 | Mu. | [14 empty] | RV
3-0004 | 1151 | 5 | 4.5 | 2.5 | 2.5 |  | 1S2H | 1997-01-01 | 1 | Mu.
3-0007 | 1155 | 5.25 | 4.5 | 2.5 | 2.5 |  | 1S2H | 1997-01-18 | 1 | Am. Dar.
3-0015 | 1132 | 4 | 4.5 | 2.5 | 2.5 |  | 1S2H | 1966-01-01 | 1 | Dar
3-0056 | 1167 | 5.25 | 4.5 | 2.5 | 2.5 |  | 1S2H | 2002-02-13 | 1 | Mu. | 67 |  | super centurion
3-0057 | 1164 | 4 | 4.5 | 2.5 | 2.5 |  | 1S2H | 1976-01-27 | 1 | Smith |  |  | H200 QB MJ | [11 empty] | R.V.
3-0087 | 916 | 5.25 | 4.5 | 2.5 | 2.5 |  | 1S2H | 2011-08-04 | 1 | Am. Dar. | 0
3-0100 | 1071 | 4 | 4.5 | 2.5 | 2.5 |  | 1S2H | 1976-05-14 | 1 | Mu. |  |  | MJ | [11 empty] | L.V.
3-0199 | 1054 | 6 | 4.5 | 2.5 | 2.5 |  | 1S2H | 1976-09-15 | 1 | Am. Dar
3-0200 | 1050 | 5.25 | 4.5 | 2.5 | 2.5 |  | 1S2H | 2007-05-30 | 1 | Mu. | 35 |  | Super centurion
3-0201 | 1052 | 4 | 4.5 | 2.5 | 2.5 |  | 1S2H | 1976-02-19 | 1 | Smith |  |  | H200 QB MJ | [11 empty] | R.V.
3-0202 | 1067 | 3 | 4.5 | 2.5 | 2.5 |  | 1S2H | 1982-07-15 | 1 | APS200 | 40 |  | H200 QB MJ
3-0203 | 1068 | 1 | 4.5 | 2.5 | 2.5 |  | 1S2H | 1982-07-15 | 1 | Mu107 | 39
3-0256 | 65 | 5.25 | 4.5 | 2.5 | 2.5 |  | 1S2H | 2003-01-01 | 1 | Am. Dar | 48
3-0264 | 1073 | 4 | 4.5 | 2.5 | 2.5 |  | 1S2H | 1962-01-01 | 1 | Dar | 40 | [13 empty] | Leather
3-0297 | 808 | 1 | 4.5 | 2.5 | 2.5 |  | 1S2H | 1969-01-01 | 1 | Dar | 52
3-0313 | 3948 | 5 | 4.5 | 2.5 | 2.5 |  | 1S2H | 1992-01-01 | 1 | Mu. |  |  | super centurion
3-0314 | 3947 | 5 | 4.5 | 2.5 | 2.5 |  | 1S2H | 1988-01-01 | 1 | Mu. |  |  | super centurion
3-0331 | 1707 | 4 | 4.5 | 2.5 | 2.5 |  | 1S2H | 1971-01-01 | 1 | Dar. Am. |  |  | B-50-B MJ
3-0357 | 1014 | 1 | 4.5 | 2.5 | 2.5 |  | 1S2H | 1979-01-01 | 1 | Mu107 |  |  | #107
3-0358 | 1015 | 4 | 4.5 | 2.5 | 2.5 |  | 1S2H | 1973-01-01 | 1 | APS200 |  |  | H-200
3-0380 | 923 | 5.25 | 4.5 | 2.5 | 2.5 |  | 1S2H | 1996-08-24 | 1 | Am. Dar | 42
3-0385 | 846 | 4 | 4.5 | 2.5 | 2.5 |  | 1S2H | 1957-01-01 | 1 | Dar | 45 | [13 empty] | Leather
3-0393 | 842 | 4 | 4.5 | 2.5 | 2.5 |  | 1S2H | 1956-01-01 | 1 | Dar | 45 | [13 empty] | Leather
3-0420 | 1035 | 4 | 4.5 | 2.5 | 2.5 |  | 1S2H | 1955-01-01 | 1 | Dar | 54 | [13 empty] | Leather
3-0422 | 1091 | 1 | 4.5 | 2.5 | 2.5 |  | 1S2H | 1962-01-01 | 1 | Dar
3-0435 | 3949 | 5 | 4.5 | 2.5 | 2.5 |  | 1S2H | 2004-01-01 | 1 | Mu. |  |  | super centurion
3-0449 | 3950 | 1 | 4.5 | 2.5 | 2.5 |  | 1S2H | 1974-01-01 | 1 | Dar
3-0466 | 3952 | 3 | 4.5 | 2.5 | 2.5 |  | 1S2H | 1973-01-01 | 1 | APS200 |  |  | H-200
3-0468 | 3841 | 5 | 4.5 | 2.5 | 2.5 |  | 1S2H | 1988-11-03 | 1 | US
3-0470 | 1024 | 3 | 4.5 | 2.5 | 2.5 |  | 1S2H | 1983-01-01 | 1 | APS200 |  |  | H-200
3-0471 | 1025 | 3 | 4.5 | 2.5 | 2.5 |  | 1S2H | 1988-01-01 | 1 | APS200 |  |  | H-200
3-0472 | 3953 | 5 | 4.5 | 2.5 | 2.5 |  | 1S2H | 1996-01-01 | 1 | Mu. |  |  | super centurion
3-0473 | 3954 | 1 | 4.5 | 2.5 | 2.5 |  | 1S2H | 1978-01-01 | 1 | Mu107 |  |  | #107
3-0474 | 4089 | 1 | 4.5 | 2.5 | 2.5 |  | 1S2H | 1973-01-01 | 1 | Mu107 |  |  | #107
3-0475 | 3956 | 5 | 4.5 | 2.5 | 2.5 |  | 1S2H | 2008-01-01 | 1 | Am. Dar
3-0477 | 3870 | 2 | 4.5 | 2.5 | 2.5 |  | 1S2H | 1985-01-01 | 1 | Dar
3-0478 | 4083 | 5 | 4.5 | 2.5 | 2.5 |  | 1S2H | 2003-01-01 | 1 | Am. Dar
3-0479 | 4082 | 5 | 4.5 | 2.5 | 2.5 |  | 1S2H | 2009-01-01 | 1 | Am. Dar
3-0480 | 4080 | 5 | 4.5 | 2.5 | 2.5 |  | 1S2H | 2009-01-01 | 1 | Am. Dar
3-0483 | 4084 | 5 | 4.5 | 2.5 | 2.5 |  | 1S2H | 2006-01-01 | 1 | Mu. |  |  | Super Centurion
3-0484 | 4075 | 5 | 4.5 | 2.5 | 2.5 |  | 1S2H | 2007-01-01 | 1 | Mu. |  |  | Super Centurion
3-0485 | 3878 | 5 | 4.5 | 2.5 | 2.5 |  | 1S2H | 2006-01-01 | 1 | Mu. |  |  | Super Centurion
3-0485 | 4019 | 5 | 4.5 | 2.5 | 2.5 |  | 1S2H | 2007-01-01 | 1 | Mu. |  |  | Super Centurion
3-0486 | 3877 | 5 | 4.5 | 2.5 | 2.5 |  | 1S2H | 2006-01-01 | 1 | Mu. |  |  | Super Centurion
3-0487 | 3876 | 5 | 4.5 | 2.5 | 2.5 |  | 1S2H | 2006-01-01 | 1 | Mu. |  |  | Super Centurion
3-0488 | 3875 | 5 | 4.5 | 2.5 | 2.5 |  | 1S2H | 2006-01-01 | 1 | Mu. |  |  | Super Centurion
3-0489 | 3874 | 5 | 4.5 | 2.5 | 2.5 |  | 1S2H | 2006-01-01 | 1 | Mu. |  |  | Super Centurion
3-0490 | 3873 | 5 | 4.5 | 2.5 | 2.5 |  | 1S2H | 2006-01-01 | 1 | Mu. |  |  | Super Centurion
3-0491 | 4081 | 5 | 4.5 | 2.5 | 2.5 |  | 1S2H | 2009-01-01 | 1 | Am. Dar
4-0021 | 1444 | 4 | 4.5 | 2.5 | 2.5 |  | 1S2H | 1979-01-01 | 1 | Mu107 | 70
4-0053 | 1350 | 4 | 4.5 | 2.5 | 2.5 |  | 1S2H | 1977-01-01 | 1 | Mu.
4-0074 | 1242 | 5 | 4.5 | 2.5 | 2.5 |  | 1S2H | 1995-11-09 | 1 | Am. Dar | 78
4-0084 | 1245 | 5 | 4.5 | 2.5 | 2.5 |  | 1S2H | 2002-01-01 | 1 | Mu. | 70 |  | Super Centurion | [11 empty] | Rubber
4-0085 | 1248 | 5.25 | 4.5 | 2.5 | 2.5 |  | 1S2H | 2011-03-04 | 1 | Mu. |  |  | Super Centurion
4-0086 | 1246 | 4.5 | 4.5 | 2.5 | 2.5 |  | 1S2H | 1990-10-27 | 1 | Am. Dar.
4-0095 | 1263 | 4 | 4.5 | 2.5 | 2.5 |  | 1S2H | 1970-01-01 | 1 | Dar | 73
4-0098 | 1260 | 4 | 4.5 | 2.5 | 2.5 |  | 1S2H | 1977-01-01 | 1 | Mu. |  |  | MJ | [11 empty] | R.V.
4-0102 | 1266 | 4 | 4.5 | 2.5 | 2.5 |  | 1S2H | 1977-01-01 | 1 | Mu. |  |  | MJ | [11 empty] | R.V.
4-0107 | 3400 | 4.625 | 4.5 | 2.5 | 2.5 |  | 1S2H | 1998-10-26 | 1 | APS200 |  |  | H200
4-0117 | 4071 | 5 | 4.5 | 2.5 | 2.5 |  | 1S2H | 1997-01-01 | 1 | Am. Dar
4-0120 | 4058 | 2 | 4.5 | 2.5 | 2.5 |  | 1S2H | 1985-01-01 | 1 | Dar
4-0126 | 1398 | 5.25 | 4.5 | 2.5 | 2.5 |  | 1S2H | 2012-06-21 | 1 | Am. Dar. | 55
4-0143 | 1407 | 4 | 4.5 | 2.5 | 2.5 |  | 1S2H | 1979-01-01 | 1 | APS200 | 64 |  | H200
4-0157 | 1333 | 4.5 | 4.5 | 2.5 | 2.5 |  | 1S2H | 1991-09-11 | 1 | Am. Dar. | 68 | [13 empty] | B.V.L
4-0167 | 1247 | 3 | 4.5 | 2.5 | 2.5 |  | 1S2H | 1983-06-01 | 1 | APS200 | 72 |  | H200 MJ QB
4-0169 | 3433 | 5.25 | 4.5 | 2.5 | 2.5 |  | 1S2H | 2011-04-20 | 1 | Am. Dar. | 70
4-0172 | 3961 | 6 | 4.5 | 2.5 | 2.5 |  | 1S2H | 1986-02-04 | 1 | Am. Dar.
4-0178 | 1316 | 5 | 4.5 | 2.5 | 2.5 |  | 1S2H | 1998-02-26 | 1 | Mu. | 49 |  | Super Centurion
4-0201 | 1213 | 4 | 4.5 | 2.5 | 2.5 |  | 1S2H | 2008-01-01 | 1 | Am. Dar | [14 empty] | Leather
4-0233 | 1192 | 5 | 5 | 5 | 2.5 |  | 2S1H | 1913-01-01 | 1 | Chapman | 30 |  | Post | [11 empty] | Rubber
4-0234 | 1188 | 5.25 | 4.5 | 2.5 | 2.5 |  | 1S2H | 2002-12-17 | 1 | Mu. | 30 |  | Super Centurion
4-0274 | 1183 | 4 | 4.5 | 2.5 | 2.5 |  | 1S2H | 1961-01-01 | 1 | Dar | [14 empty] | Leather
4-0284 | 4051 | 5 | 4.5 | 2.5 | 2.5 |  | 1S2H | 2000-01-01 | 1 | Am. Dar
4-0285 | 1385 | 5 | 4.5 | 2.5 | 2.5 |  | 1S2H | 2001-07-16 | 1 | Am. Dar
4-0286 | 1250 | 5 | 4.5 | 2.5 | 2.5 |  | 1S2H | 2002-01-23 | 1 | Am. Dar
4-0287 | 3671 | 5 | 4.5 | 2.5 | 2.5 |  | 1S2H | 2004-01-08 | 1 | Mu. |  |  | Super Centurion
4-0290 | [6 empty] | 1S2H | 2010-08 |  | Mu.
5-0002 | 2193 | 5.25 | 4.5 | 2.5 | 2.5 |  | 1S2H | 2002-12-09 | 1 | Mu. | 25 |  | Super Centurion
5-0003 | 2194 | 5 | 4.5 | 2.5 | 2.5 |  | 1S2H | 1912-01-01 | 1 | Chapman | 24 | [13 empty] | Rubber
5-0004 | 2195 | 4 | 4.5 | 2.5 | 2.5 |  | 1S2H | 1970-01-01 | 1 | Dar | 24
5-0007 | 2198 | 2 | 4.5 | 2.5 | 2.5 |  | 1S2H | 1984-10-25 | 1 | Dar | 23
5-0027 | 4005 | 4 | 4.5 | 2.5 | 2.5 |  | 1S2H | 2007-01-01 | 1 | Am. Dar | [14 empty] | Leather
5-0029 | 2209 | 5.25 | 4.5 | 2.5 | 2.5 |  | 1S2H | 2009-10-20 | 1 | Am. Dar | 31
5-0037 | 2147 | 2 | 4.5 | 2.5 | 2.5 |  | 1S2H | 1983-03-18 | 1 | Dar. Am. | 29 |  | QF MJ
5-0050 | 2158 | 5 | 4.5 | 2.5 | 2.5 |  | 1S2H | 2006-01-01 | 1 | Mu. | 28 |  | Super Centurion
5-0052 | 3434 | 5.25 | 4.5 | 2.5 | 2.5 |  | 1S2H | 2012-03-06 | 1 | Am. Dar | 28
5-0068 | 2141 | 2 | 4.5 | 2.5 | 2.5 |  | 1S2H | 1984-10-19 | 1 | Dar. Am. | 35 |  | QB MJ
5-0069 | 2140 | 4 | 4.5 | 2.5 | 2.5 |  | 1S2H | 1976-10-08 | 1 | Dar | 33 | [13 empty] | B.L.V.
5-0079 | 2138 | 2 | 4.5 | 2.5 | 2.5 |  | 1S2H | 1984-01-01 | 1 | Dar. Am. | 35 |  | QB MJ
5-0083 | 2137 | 2 | 4.5 | 2.5 | 2.5 |  | 1S2H | 1984-10-25 | 1 | Dar. Am. | 38 |  | QB MJ
5-0088 | 2095 | 2 | 4.5 | 2.5 | 2.5 |  | 1S2H | 1984-10-26 | 1 | Dar. Am. | 38 |  | QB MJ
5-0097 | 2088 | 4 | 4.5 | 2.5 | 2.5 |  | 1S2H | 1957-01-01 | 1 | Dar | 43 | [13 empty] | Leather
5-0098 | 2090 | 4 | 4.5 | 2.5 | 2.5 |  | 1S2H | 1962-01-01 | 1 | Dar | 46 | [13 empty] | Leather
5-0099 | 2091 | 5.25 | 4.5 | 2.5 | 2.5 |  | 1S2H | 2006-01-06 | 1 | Mu. | 44 |  | Super Centurion
5-0100 | 3733 | 4 | 4.5 | 2.5 | 2.5 |  | 1S2H | 1974-01-01 | 1 | Dar | [14 empty] | B.L.V
5-0101 | 2087 | 2 | 4.5 | 2.5 | 2.5 |  | 1S2H | 1984-10-30 | 1 | Dar. Am. | 36 |  | QB MJ
5-0102 | 2184 | 2 | 4.5 | 2.5 | 2.5 |  | 1S2H | 1988-01-01 | 1 | Mu. |  |  | Super Centurion
5-0103 | 2183 | 2 | 4.5 | 2.5 | 2.5 |  | 1S2H | 1988-01-01 | 1 | Mu. |  |  | Super Centurion
5-0104 | 3868 | 2 | 4.5 | 2.5 | 2.5 |  | 1S2H | 1988-01-01 | 1 | Mu. |  |  | Super Centurion
5-0105 | 3867 | 5.25 | 4.5 | 2.5 | 2.5 |  | 1S2H | 1994-12-14 | 1 | Dar
5-0106 | 2185 | 2 | 4.5 | 2.5 | 2.5 |  | 1S2H | 1988-01-01 | 1 | Mu. |  |  | Super Centurion
5-0108 | 2223 | 3 | 4.5 | 2.5 | 2.5 |  | 1S2H | 1988-01-01 | 1 | APS200 |  |  | H-200
5-0109 | 2227 | 2 | 4.5 | 2.5 | 2.5 |  | 1S2H | 1985-01-01 | 1 | Dar
5-0110 | 2226 | 2 | 4.5 | 2.5 | 2.5 |  | 1S2H | 1985-01-01 | 1 | Dar
5-0111 | 2225 | 1 | 4.5 | 2.5 | 2.5 |  | 1S2H | 1985-01-01 | 1 | Dar
5-0112 | 2224 | 2 | 4.5 | 2.5 | 2.5 |  | 1S2H | 1985-01-01 | 1 | Dar
5-0130 | 2164 | 1 | 4.5 | 2.5 | 2.5 |  | 1S2H | 1962-01-01 | 1 | Dar
5-0137 | 3643 | 4 | 4.5 | 2.5 | 2.5 |  | 1S2H | 1971-01-01 | 1 | APS200 |  |  | H-200
5-0138 | 3645 | 4 | 4.5 | 2.5 | 2.5 |  | 1S2H | 1971-01-01 | 1 | APS200 |  |  | H-200
5-0142 | 3649 | 4 | 4.5 | 2.5 | 2.5 |  | 1S2H | 1970-05-01 | 1 | Dar
5-0143 | 2065 | 4 | 4.5 | 2.5 | 2.5 |  | 1S2H | 1971-01-01 | 1 | APS200 |  |  | H-200
5-0144 | 2064 | 4 | 4.5 | 2.5 | 2.5 |  | 1S2H | 1971-01-01 | 1 | APS200 |  |  | H-200
5-0145 | 2062 | 4 | 4.5 | 2.5 | 2.5 |  | 1S2H | 1971-01-01 | 1 | APS200 |  |  | H-200
5-0150 | 2075 | 4.625 | 4.5 | 2.5 | 2.5 |  | 1S2H | 1989-10-30 | 1 | APS200 |  |  | H-200
5-0151 | 2074 | 5.25 | 4.5 | 2.5 | 2.5 |  | 1S2H | 1992-11-17 | 1 | Mu. |  |  | Super Centurion
5-0152 | 2073 | 5.25 | 4.5 | 2.5 | 2.5 |  | 1S2H | 2013-02-21 | 1 | Am. Dar
5-0153 | 2072 | 4.5 | 4.5 | 2.5 | 2.5 |  | 1S2H | 1985-01-01 | 1 | Am. Dar
5-0154 | 2071 | 5 | 4.5 | 2.5 | 2.5 |  | 1S2H | 2001-12-26 | 1 | Am. Dar
5-0155 | 2070 | 5.25 | 4.5 | 2.5 | 2.5 |  | 1S2H | 1985-01-01 | 1 | Am. Dar
5-0156 | 2069 | 5 | 4.5 | 2.5 | 2.5 |  | 1S2H | 1985-01-01 | 1 | Am. Dar
5-0157 | 3974 | 5.25 | 4.5 | 2.5 | 2.5 |  | 1S2H | 1985-01-01 | 1 | Am. Dar
5-0158 | 3975 | 5.25 | 4.5 | 2.5 | 2.5 |  | 1S2H | 1985-01-01 | 1 | Am. Dar
5-0159 | 3976 | 5.25 | 4.5 | 2.5 | 2.5 |  | 1S2H | 1985-01-01 | 1 | Am. Dar
5-0160 | 3977 | 5.5 | 4.5 | 2.5 | 2.5 |  | 1S2H | 1985-01-01 | 1 | Am. Dar
5-0170 | 2125 | 4 | 4.5 | 2.5 | 2.5 |  | 1S2H | 1966-01-01 | 1 | Dar | 42 | [13 empty] | Leather
5-0171 | 2127 | 4 | 4.5 | 2.5 | 2.5 |  | 1S2H | 1966-01-01 | 1 | Dar | 42 | [13 empty] | Leather
5-0194 | 2100 | 4 | 4.5 | 2.5 | 2.5 |  | 1S2H | 1961-01-01 | 1 | Dar | 57 |  | B-50-B | 6 | K-8 | gate 10.4' | [8 empty] | Leather
5-0227 | 2085 | 4 | 4.5 | 2.5 | 2.5 |  | 1S2H | 1973-01-01 | 1 | Dar
5-0241 | 2052 | 4.625 | 4.5 | 2.5 | 2.5 |  | 1S2H | 1992-03-09 | 1 | APS200 |  |  | H200 QB
5-0259 | 4139 | 5 | 4.5 | 2.5 | 2.5 |  | 1S2H | 1996-01-01 | 1 | Mu. |  |  | Super Centurion
5-0265 | 3989 | 5 | 4.5 | 2.5 | 2.5 |  | 1S2H | 2002-01-01 | 1 | Mu. |  |  | Super Centurion
5-0266 | 3990 | 5 | 4.5 | 2.5 | 2.5 |  | 1S2H | 1995-01-01 | 1 | Mu. |  |  | Super Centurion
5-0267 | 3991 | 5 | 4.5 | 2.5 | 2.5 |  | 1S2H | 1995-01-01 | 1 | Mu. |  |  | Super Centurion
5-0268 | 3992 | 5 | 4.5 | 2.5 | 2.5 |  | 1S2H | 1995-01-01 | 1 | Mu. |  |  | Super Centurion
5-0269 | 3993 | 5 | 4.5 | 2.5 | 2.5 |  | 1S2H | 1995-01-01 | 1 | Mu. |  |  | Super Centurion
5-0270 | 3994 | 5 | 4.5 | 2.5 | 2.5 |  | 1S2H | 1995-01-01 | 1 | Mu. |  |  | Super Centurion
5-0272 | 3995 | 5 | 4.5 | 2.5 | 2.5 |  | 1S2H | 1995-01-01 | 1 | Mu. |  |  | Super Centurion
5-0275 | 3996 | 5 | 4.5 | 2.5 | 2.5 |  | 1S2H | 1995-01-01 | 1 | Mu. |  |  | Super Centurion
5-0288 | 2012 | 3 | 4.5 | 2.5 | 2.5 |  | 1S2H | 1988-01-01 | 1 | APS200
5-0290 | 2011 | 3 | 4.5 | 2.5 | 2.5 |  | 1S2H | 1988-01-01 | 1 | APS200
5-0303 | 2013 | 4 | 4.5 | 2.5 | 2.5 |  | 1S2H | 1967-01-01 | 1 | Dar | [14 empty] | B.L.V.
5-0304 | 2006 | 4 | 4.5 | 2.5 | 2.5 |  | 1S2H | 1967-01-01 | 1 | Dar | [14 empty] | B.L.V.
5-0307 | 1938 | 5.25 | 4.5 | 2.5 | 2.5 |  | 1S2H | 2006-01-19 | 1 | Smith |  |  | H200
5-0309 | 1940 | 1 | 4.5 | 2.5 | 2.5 |  | 1S2H | 1963-01-01 | 1 | Dar | 46
5-0316 | 1949 | 4 | 4.5 | 2.5 | 2.5 |  | 1S2H | 1958-01-01 | 1 | Dar | 46 | [13 empty] | Leather
5-0318 | 1950 | 4 | 4.5 | 2.5 | 2.5 |  | 1S2H | 1976-09-29 | 1 | APS200 |  |  | MJ QB | [11 empty] | B.L.V.
5-0319 | 1943 | 4 | 4.5 | 2.5 | 2.5 |  | 1S2H | 1976-08-09 | 1 | Mu. |  |  | Super Centurion | [11 empty] | B.L.V.
5-0353 | 1933 | 4 | 4.5 | 2.5 | 2.5 |  | 1S2H | 1990-05-15 | 1 | Mu107 |  |  | QB
5-0354 | 1934 | 4.625 | 4.5 | 2.5 | 2.5 |  | 1S2H | 1990-05-15 | 1 | APS200
5-0357 | 1931 | 1 | 4.5 | 2.5 | 2.5 |  | 1S2H | 1970-01-01 | 1 | Dar
5-0359 | 4002 | 1 | 4.5 | 2.5 | 2.5 |  | 1S2H | 1982-01-01 | 1 | Am. Dar. |  |  | QF
5-0372 | 4003 | 4 | 4.5 | 2.5 | 2.5 |  | 1S2H | 1957-01-01 | 1 | Dar
5-0376 | 1907 | 5.25 | 4.5 | 2.5 | 2.5 |  | 1S2H | 2014-02-18 | 1 | Am. Dar | 72
5-0389 | 1890 | 5 | 5 | 5 | 2.5 |  | 2S1H | 1925-01-01 | 1 | Chapman | 60 | [13 empty] | Rubber
5-0392 | 1897 | 4 | 4.5 | 2.5 | 2.5 |  | 1S2H | 2003-01-01 | 1 | Am. Dar | 63 | [13 empty] | Leather
5-0394 | 3724 | 4 | 4.5 | 2.5 | 2.5 |  | 1S2H | 1981-01-01 | 1 | APS200 | 65 |  | H200 Mech. Joint
5-0399 | 1903 | 5 | 4.5 | 2.5 | 2.5 |  | 1S2H | 2002-01-01 | 1 | Champman | 70 |  | post | [11 empty] | Rubber
5-0402 | 1913 | 4 | 4.5 | 2.5 | 2.5 |  | 1S2H | 1958-01-01 | 1 | Dar | 72 | [13 empty] | Leather
5-0403 | 1915 | 2 | 4.5 | 2.5 | 2.5 |  | 1S2H | 1968-01-01 | 1 | Dar | [14 empty] | 6" B.L.V.
5-0407 | 1919 | 4 | 4.5 | 2.5 | 2.5 |  | 1S2H | 1954-01-01 | 1 | Dar | 63 | [13 empty] | L.V.
5-0408 | 1814 | 4 | 4.5 | 2.5 | 2.5 |  | 1S2H | 1949-01-01 | 1 | Dar | 64 | [13 empty] | Leather
5-0411 | 1818 | 4 | 4.5 | 2.5 | 2.5 |  | 1S2H | 1972-01-01 | 1 | Dar. Am.
5-0412 | 1820 | 4 | 4.5 | 2.5 | 2.5 |  | 1S2H | 1956-01-01 | 1 | Dar | 73 | [13 empty] | Leather
5-0437 | 1845 | 5.25 | 4.5 | 2.5 | 2.5 |  | 1S2H | 2010-03-03 | 1 | Am. Dar. | 84
5-0447 | 1849 | 5 | 4.5 | 2.5 | 2.5 |  | 1S2H | 2003-01-01 | 1 | Mu. | 78 |  | Super Centurion | [11 empty] | Babbitt
5-0469 | 1809 | 4 | 4.5 | 2.5 | 2.5 |  | 1S2H | 1974-01-01 | 1 | Dar. Am. |  |  | B-50-B MJ | [11 empty] | B.L.V
5-0513 | 1687 | 4 | 4.5 | 2.5 | 2.5 |  | 1S2H | 1977-01-01 | 1 | APS200
5-0516 | 1684 | 5 | 4.5 | 2.5 | 2.5 |  | 1S2H | 1979-01-01 | 1 | APS200 | 83 | [13 empty] | Rubber
5-0529 | 1664 | 5 | 4.5 | 2.5 | 2.5 |  | 1S2H | 2004-01-01 | 1 | Am. Dar | 67
5-0559 | 1653 | 5.25 | 4.5 | 2.5 | 2.5 |  | 1S2H | 2000-01-18 | 1 | Mu. | 70 |  | Super Centurion
5-0590 | 1537 | 1 | 4.5 | 2.5 | 2.5 |  | 1S2H | 1978-01-01 | 1 | Dar
5-0593 | 3435 | 2 | 4.5 | 2.5 | 2.5 |  | 1S2H | 1984-10-10 | 1 | Dar
5-0608 | 1500 | 4 | 4.5 | 2.5 | 2.5 |  | 1S2H | 1919-01-01 | 1 | Dar | 61 |  | post | [11 empty] | Leather
5-0611 | 1502 | 5.25 | 4.5 | 2.5 | 2.5 |  | 1S2H | 2001-12-21 | 1 | Am. Dar. | 58
5-0612 | 1517 | 5.25 | 4.5 | 2.5 | 2.5 |  | 1S2H | 2005-04-05 | 1 | Am. Dar. | 61
5-0613 | 1503 | 5 | 5 | 5 | 2.5 |  | 2S1H | 1916-01-01 | 1 | Chapman | 66 | [13 empty] | Rubber
5-0639 | 1579 | 4 | 4.5 | 2.5 | 2.5 |  | 1S2H | 1972-01-01 | 1 | Am. Dar. | 87
5-0649 | 1563 | 4.5 | 4.5 | 2.5 | 2.5 |  | 1S2H | 1986-11-15 | 1 | Am. Dar.
5-0651 | 1562 | 4.5 | 4.5 | 2.5 | 2.5 |  | 1S2H | 1990-03-12 | 1 | Am. Dar. | 72
5-0655 | 1561 | 5.25 | 4.5 | 2.5 | 2.5 |  | 1S2H | 1996-11-21 | 1 | Am. Dar. | 72
5-0659 | 1504 | 4.5 | 4.5 | 2.5 | 2.5 |  | 1S2H | 1985-08-28 | 1 | Am. Dar
5-0660 | 1505 | 5.25 | 4.5 | 2.5 | 2.5 |  | 1S2H | 2009-08-06 | 1 | Am. Dar | 67
5-0661 | 1556 | 5.25 | 4.5 | 2.5 | 2.5 |  | 1S2H | 2006-01-11 | 1 | Mu. | 65 |  | Super Centurion
5-0664 | 3401 | 5.25 | 4.5 | 2.5 | 2.5 |  | 1S2H | 1994-09-29 | 1 | Am. Dar. | 67
5-0665 | 1509 | 5.25 | 4.5 | 2.5 | 2.5 |  | 1S2H | 2002-03-15 | 1 | Mu. | 56 |  | Super Centurion
5-0666 | 1510 | 4 | 4.5 | 2.5 | 2.5 |  | 1S2H | 1920-01-01 | 1 | Dar | 62 | [13 empty] | Leather
5-0672 | 1478 | 4 | 4.5 | 2.5 | 2.5 |  | 1S2H | 1962-01-01 | 1 | Dar | 65 | [13 empty] | Leather
5-0673 | 1449 | 4 | 4.5 | 2.5 | 2.5 |  | 1S2H | 1955-01-01 | 1 | Dar | 65 | [13 empty] | Leather
5-0674 | 1450 | 5.25 | 4.5 | 2.5 | 2.5 |  | 1S2H | 1997-07-18 | 1 | Mu. |  |  | Super Centurion
5-0675 | 3661 | 5.5 | 4.5 | 2.5 | 2.5 |  | 1S2H | 1997-06-24 | 1 | Mu. | 65 |  | Super Centurion
5-0677 | 1451 | 5 | 4.5 | 2.5 | 2.5 |  | 1S2H | 2001-12-13 | 1 | Am. Dar | 67
5-0688 | 4064 | 5 | 4.5 | 2.5 | 2.5 |  | 1S2H | 2010-01-01 | 1 | Am. Dar
5-0690 | 4066 | 1 | 4.5 | 2.5 | 2.5 |  | 1S2H | 1972-01-01 | 1 | Mu107
5-0706 | 1731 | 4 | 4.5 | 2.5 | 2.5 |  | 1S2H | 1978-01-01 | 1 | APS200 |  |  | Mech. Joint
5-0707 | 1732 | 4 | 4.5 | 2.5 | 2.5 |  | 1S2H | 1978-01-01 | 1 | APS200 |  |  | Mech. Joint
5-0708 | 1733 | 4 | 4.5 | 2.5 | 2.5 |  | 1S2H | 1978-01-01 | 1 | APS200 |  |  | Mech. Joint
5-0709 | 1734 | 4 | 4.5 | 2.5 | 2.5 |  | 1S2H | 1978-01-01 | 1 | APS200 |  |  | Mech. Joint
5-0710 | 1735 | 4 | 4.5 | 2.5 | 2.5 |  | 1S2H | 1978-01-01 | 1 | APS200 |  |  | Mech. Joint
5-0711 | 1736 | 4 | 4.5 | 2.5 | 2.5 |  | 1S2H | 1978-01-01 | 1 | APS200 |  |  | Mech. Joint
5-0712 | 1765 | 4 | 4.5 | 2.5 | 2.5 |  | 1S2H | 1978-01-01 | 1 | APS200 |  |  | Mech. Joint
5-0713 | 1764 | 4 | 4.5 | 2.5 | 2.5 |  | 1S2H | 1978-01-01 | 1 | APS200 |  |  | Mech. Joint
5-0714 | 1763 | 4 | 4.5 | 2.5 | 2.5 |  | 1S2H | 1978-01-01 | 1 | APS200 |  |  | Mech. Joint
5-0715 | 1762 | 4 | 4.5 | 2.5 | 2.5 |  | 1S2H | 1978-01-01 | 1 | APS200 |  |  | Mech. Joint
5-0726 | 1723 | 1 | 4.5 | 2.5 | 2.5 |  | 1S2H | 1944-01-01 | 1 | Dar. Am. | 63
5-0750 | 1606 | 4 | 4.5 | 2.5 | 2.5 |  | 1S2H | 1910-01-01 | 1 | Dar | 58 |  | post | [11 empty] | Leather
5-0759 | 1618 | 5.25 | 4.5 | 2.5 | 2.5 |  | 1S2H | 2012-04-23 | 1 | Am. Dar. | 57
5-0771 | 1594 | 5.25 | 4.5 | 2.5 | 2.5 |  | 1S2H | 2008-10-02 | 1 | Am. Dar. | 56
5-0774 | 1599 | 4.5 | 4.5 | 2.5 | 2.5 |  | 1S2H | 1990-02-14 | 1 | Am. Dar. | 55 |  |  | 6 | [10 empty] | B.L.V.
5-0777 | 1530 | 4.5 | 4.5 | 2.5 | 2.5 |  | 1S2H | 1987-06-19 | 1 | Am. Dar. | 55
5-0798 | 1498 | 3 | 4.5 | 2.5 | 2.5 |  | 1S2H | 1982-01-21 | 1 | APS200 | 56 |  | H200 MJ QB
5-0799 | 1483 | 2 | 4.5 | 2.5 | 2.5 |  | 1S2H | 1987-12-04 | 1 | Dar
5-0805 | 1484 | 2 | 4.5 | 2.5 | 2.5 |  | 1S2H | 1985-06-12 | 1 | Dar.Am. | 60
5-0806 | 1485 | 2 | 4.5 | 2.5 | 2.5 |  | 1S2H | 1985-06-13 | 1 | Dar. Am. | 56
5-0808 | 1496 | 5.25 | 4.5 | 2.5 | 2.5 |  | 1S2H | 2000-09-11 | 1 | Am. Dar. | 59
5-0809 | 1493 | 4 | 4.5 | 2.5 | 2.5 |  | 1S2H | 1978-02-15 | 1 | Mu107 | 60 | [13 empty] | Rubber
5-0810 | 1492 | 4 | 4.5 | 2.5 | 2.5 |  | 1S2H | 1920-01-01 | 1 | Dar | 55 | [13 empty] | Leather
5-0824 | 4008 | 4.5 | 4.5 | 2.5 | 2.5 |  | 1S2H | 1991-05-01 | 1 | Am. Dar.
5-0825 | 4010 | 4.5 | 4.5 | 2.5 | 2.5 |  | 1S2H | 1991-05-01 | 1 | Am. Dar.
5-0826 | 4009 | 4.5 | 4.5 | 2.5 | 2.5 |  | 1S2H | 1991-05-01 | 1 | Am. Dar.
5-0827 | 2202 | 5 | 4.5 | 2.5 | 2.5 |  | 1S2H | 1999-01-01 | 1 | Mu. |  |  | Super Centurion
5-0831 | 2131 | 3 | 4.5 | 2.5 | 2.5 |  | 1S2H | 1985-01-01 | 1 | APS200
5-0841 | 1834 | 5 | 4.5 | 2.5 | 2.5 |  | 1S2H | 1995-01-01 | 1 | Mu. |  |  | Super Centurion
5-0844 | 3880 | 5 | 4.5 | 2.5 | 2.5 |  | 1S2H | 2002-01-01 | 1 | Mu. |  |  | Super Centurion
5-0845 | 4016 | 5 | 4.5 | 2.5 | 2.5 |  | 1S2H | 1997-01-01 | 1 | Mu. |  |  | Super Centurion
5-0849 | 4017 | 5 | 4.5 | 2.5 | 2.5 |  | 1S2H | 2004-01-01 | 1 | Mu. |  |  | Super Centurion
5-0850 | 3703 | 5 | 4.5 | 2.5 | 2.5 |  | 1S2H | 2003-08-27 | 1 | Mu. |  |  | Super Centurion
5-0852 | 4020 | 5 | 4.5 | 2.5 | 2.5 |  | 1S2H | 2002-01-01 | 1 | Mu. |  |  | Super Centurion
5-0853 | 4025 | 5 | 4.5 | 2.5 | 2.5 |  | 1S2H | 2002-01-01 | 1 | Mu. |  |  | Super Centurion
5-0854 | 4026 | 5 | 4.5 | 2.5 | 2.5 |  | 1S2H | 2002-01-01 | 1 | Mu. |  |  | Super Centurion
5-0855 | 4024 | 5 | 4.5 | 2.5 | 2.5 |  | 1S2H | 2002-01-01 | 1 | Mu. |  |  | Super Centurion
5-0856 | 4023 | 5 | 4.5 | 2.5 | 2.5 |  | 1S2H | 2002-01-01 | 1 | Mu. |  |  | Super Centurion
5-0857 | 4028 | 5 | 4.5 | 2.5 | 2.5 |  | 1S2H | 2002-01-01 | 1 | Mu. |  |  | Super Centurion
5-0858 | 4029 | 5 | 4.5 | 2.5 | 2.5 |  | 1S2H | 2002-01-01 | 1 | Mu. |  |  | Super Centurion
5-0859 | 4079 | 5 | 4.5 | 2.5 | 2.5 |  | 1S2H | 2002-01-01 | 1 | Mu. |  |  | Super Centurion
5-0860 | 4027 | 5 | 4.5 | 2.5 | 2.5 |  | 1S2H | 2002-01-01 | 1 | Mu. |  |  | Super Centurion
5-0861 | 4021 | 5 | 4.5 | 2.5 | 2.5 |  | 1S2H | 2002-01-01 | 1 | Mu. |  |  | Super Centurion
5-0864 | 4030 | 5 | 4.5 | 2.5 | 2.5 |  | 1S2H | 2003-01-01 | 1 | Mu. |  |  | Super Centurion
5-0867 | 3772 | 5 | 4.5 | 2.5 | 2.5 |  | 1S2H | 2006-01-01 | 1 | Mu. |  |  | Super Centurion
5-0868 | 4031 | 5 | 4.5 | 2.5 | 2.5 |  | 1S2H | 2000-01-01 | 1 | Mu. |  |  | Super Centurion
5-0869 | 4032 | 5 | 4.5 | 2.5 | 2.5 |  | 1S2H | 2006-01-01 | 1 | Mu. |  |  | Super Centurion
5-0870 | 4033 | 5 | 4.5 | 2.5 | 2.5 |  | 1S2H | 2002-01-01 | 1 | Mu. |  |  | Super Centurion
5-0871 | 4034 | 5 | 4.5 | 2.5 | 2.5 |  | 1S2H | 2005-01-01 | 1 | Mu. |  |  | Super Centurion
5-0873 | 4036 | 5 | 4.5 | 2.5 | 2.5 |  | 1S2H | 2002-01-01 | 1 | Mu. |  |  | Super Centurion
5-0874 | 4038 | 5 | 4.5 | 2.5 | 2.5 |  | 1S2H | 2006-01-01 | 1 | Mu. |  |  | Super Centurion
5-0875 | 4039 | 5 | 4.5 | 2.5 | 2.5 |  | 1S2H | 2004-01-01 | 1 | Mu. |  |  | Super Centurion
5-0876 | 3830 | 5.25 | 4.5 | 2.5 | 2.5 |  | 1S2H | 2002-12-01 | 1 | Mu. |  |  | Super Centurion
5-0878 | 4043 | 5 | 4.5 | 2.5 | 2.5 |  | 1S2H | 2003-01-01 | 1 | Mu. |  |  | Super Centurion
5-0879 | 4068 | 5 | 4.5 | 2.5 | 2.5 |  | 1S2H | 2003-01-01 | 1 | Mu. |  |  | Super Centurion
5-0880 | 4042 | 5 | 4.5 | 2.5 | 2.5 |  | 1S2H | 2006-01-01 | 1 | Mu. |  |  | Super Centurion
5-0881 | 4076 | 5 | 4.5 | 2.5 | 2.5 |  | 1S2H | 2007-01-01 | 1 | Mu. |  |  | Super Centurion
5-0882 | 4041 | 5 | 4.5 | 2.5 | 2.5 |  | 1S2H | 1995-01-01 | 1 | Mu. |  |  | Super Centurion
5-0884 | 4047 | 5 | 4.5 | 2.5 | 2.5 |  | 1S2H | 2007-01-01 | 1 | Mu. |  |  | Super Centurion
5-0885 | 4048 | 5 | 4.5 | 2.5 | 2.5 |  | 1S2H | 2007-01-01 | 1 | Mu. |  |  | Super Centurion
5-0887 | 4050 | 5 | 4.5 | 2.5 | 2.5 |  | 1S2H | 2012-06-01 | 1 | Am. Dar
FT1 | 4116 | 5 | 4.5 | 2.5 | 2.5 |  | 1S2H | 1998-01-01 | 1 | Mu. |  |  | Super Centurion
FT2 | 4117 | 5 | 4.5 | 2.5 | 2.5 |  | 1S2H | 1998-01-01 | 1 | Mu. |  |  | Super Centurion
FT3 | 4118 | 5 | 4.5 | 2.5 | 2.5 |  | 1S2H | 1995-01-01 | 1 | Am. Dar
NN | 4094 | 5 | 4.5 | 2.5 | 2.5 |  | 1S2H | 2010-01-01 | 1 | Mu. |  |  | Super Centurion
NN | 4096 | 5 | 4.5 | 2.5 | 2.5 |  | 1S2H | 2012-01-01 | 1 | Mu. |  |  | Super Centurion
NN | 4098 | 5 | 4.5 | 2.5 | 2.5 |  | 1S2H | 2004-01-01 | 1 | Mu. |  |  | Super Centurion
NN | 4099 | 5 | 4.5 | 4 | 2.5 |  | 1S2H | 2004-01-01 | 1 | Mu. |  |  | Super Centurion
NN | 4100 | 5 | 4.5 | 4 | 2.5 |  | 1S2H | 2004-01-01 | 1 | Mu. |  |  | Super Centurion
NN | 4101 | 5 | 4.625 | 4 | 2.5 |  | 1S2H | 2004-01-01 | 1 | Mu. |  |  | Super Centurion
NN | 4102 | 5 | 4.5 | 2.5 | 2.5 |  | 1S2H | 2005-01-01 | 1 | Mu. |  |  | Super Centurion
NN | 4103 | 5 | 4.5 | 2.5 | 2.5 |  | 1S2H | 2005-01-01 | 1 | Mu. |  |  | Super Centurion
NN | 4104 | 5 | 4.5 | 2.5 | 2.5 |  | 1S2H | 2007-01-01 | 1 | Am, Dar
NN | 4105 | 5 | 4.5 | 2.5 | 2.5 |  | 1S2H | 2007-01-01 | 1 | Am. Dar
NN | 4107 | 1 | 4.5 | 2.5 | 2.5 |  | 1S2H | 1971-01-01 | 1 | Mu107
NN | 4108 | 1 | 4.5 | 2.5 | 2.5 |  | 1S2H | 1971-01-01 | 1 | Mu107
NN | 4109 | 5 | 4.5 | 2.5 | 2.5 |  | 1S2H | 2003-01-01 | 1 | Mu. |  |  | Super Centurion
NN | 4133 | 5 | 4.5 | 2.5 | 2.5 |  | 1S2H | 2004-01-01 | 1 | Mu. |  |  | Super Centurion
NN | 4110 | 1 | 4.5 | 2.5 | 2.5 |  | 1S2H | 1971-01-01 | 1 | Mu107
NN | 4111 | 5 | 4.5 | 2.5 | 2.5 |  | 1S2H | 2003-01-01 | 1 | Mu. |  |  | Super Centurion
NN | 4112 | 5 | 4.5 | 2.5 | 2.5 |  | 1S2H | 2003-01-01 | 1 | Mu. |  |  | Super Centurion
NN | 4113 | 1 | 4.5 | 2.5 | 2.5 |  | 1S2H | 1972-01-01 | 1 | Dar
NN | 4115 | 5 | 4.5 | 2.5 | 2.5 |  | 1S2H | 2014-11-13 | 1 | Am. Dar
NN | 4136 | 5 | 4.5 | 2.5 | 2.5 |  | 1S2H | 2014-10-01 | 1 | Am. Dar
NN | 4137 | 5 | 4.5 | 2.5 | 2.5 |  | 1S2H | 2000-01-01 | 1 | Am. Dar
WWTP1 | 4119 | 1 | 4.5 | 2.5 | 2.5 |  | 1S2H | 1949-01-01 | 1 | Dar. Am.
WWTP10 | 4134 | 4 | 4.5 | 2.5 | 2.5 |  | 1S2H | 1993-01-01 | 1 | Dar
WWTP2 | 4120 | 4 | 4.5 | 2.5 | 2.5 |  | 1S2H | 1993-01-01 | 1 | Dar
WWTP3 | 4121 | 4 | 4.5 | 2.5 | 2.5 |  | 1S2H | 1993-01-01 | 1 | Dar
WWTP4 | 4123 | 4 | 4.5 | 2.5 | 2.5 |  | 1S2H | 1993-01-01 | 1 | Dar
WWTP5 | 4122 | 4 | 4.5 | 2.5 | 2.5 |  | 1S2H | 1993-01-01 | 1 | Dar
WWTP6 | 4124 | 4 | 4.5 | 2.5 | 2.5 |  | 1S2H | 1993-01-01 | 1 | Dar
WWTP7 | 4125 | 5 | 4.5 | 2.5 | 2.5 |  | 1S2H | 2006-01-01 | 1 | Mu. |  |  | Super Centurion
WWTP8 | 4126 | 4 | 4.5 | 2.5 | 2.5 |  | 1S2H | 1993-01-01 | 1 | Dar
WWTP9 | 4127 | 4 | 4.5 | 2.5 | 2.5 |  | 1S2H | 1993-01-01 | 1 | Dar
Note on A2697: Cliff Souza: Water Works Treatment Plant